## Gas Split System
HVAC Matchup Breakdown
| Labor Includes the Following: | [7 empty] | Items not Included with Full Installations: | [5 empty] | Price
| Scheduling City or County Inspections (Permit Costs Not Included) | [7 empty] | Permit Fees | [5 empty] | Priced Per Job
| All Required Workers Comp & Liability Insurance | [7 empty] | Ductwork Replacement and Modifications | [5 empty] | Reference Duct-Plenum SOW
| Direct Labor Costs to Complete the Installation | [7 empty] | Crane Rental for Roof Mounted Package Units | [5 empty] | Priced Per Job
| Indirect Labor & Overhead Costs such as AP, AR & Job Management | [7 empty] | Low NOx Emission Regulation Fee <-- For California Furnace Partial and Full Installs | [5 empty] | 150
| Average Tax Rate |  | 0.095 | [5 empty] | HERS & CHEERS Rating Fee <-- For California Install (Price ranges from $150.00 - $300.00) | [5 empty] | Priced Per Job
[9 empty] | Roof Brackets/Curbs for roof Mounted Package Units | [5 empty] | Priced Per Job
[9 empty] | Gable Mount Engineering for Package Units Required by Code <--Central & South Florida | [5 empty] | 750
[9 empty] | Complete Drawing and Mechanical Design Submittals for Permitting | [5 empty] | 350
[9 empty] | Removal and Reinstallation of Attic Access Panels or Staircases | [5 empty] | (Repairs Completed by the GC)
$485 Material Pricing includes the following (as needed):
Region | Distributor | Brand | Guide | Matchup | Tonnage | Condenser | Price | Furnace | Price | Coil | Price | Total Equipment | Avg Material Price | Avg Sales Tax | Warranty | Sub Total | Labor | SOW Price | Gas Split System Material
Alabama | Mingledorffs | Weathermaker | Primary | 14.3 SEER2 AC / 80% Furnace 45K BTU | 1.5 | PA5SAN51800W | 815 | PG80MSAA42045B | 533 | CVAMA2417XMA | 243 | 1591 | 485 | 197.22 | 378 | 2651.22 | 1848.78 | 4500 | Digital 1/1 Thermostat
Alabama | Mingledorffs | Weathermaker | Primary | 14.3 SEER2 AC / 80% Furnace 45K BTU | 1.5 | PA5SAN51800W | 815 | PG80MSAA36045A | 527 | CAAMP2414AMA | 331 | 1673 | 485 | 205.01 | 378 | 2741.01 | 1758.99 | 4500 | Supply Plenum
Alabama | Mingledorffs | Weathermaker | Primary | 14.3 SEER2 AC / 80% Furnace 45K BTU | 2 | PA5SAN52400W | 815 | PG80MSAA36045A | 527 | CAAMP2414AMA | 331 | 1673 | 485 | 205.01 | 378 | 2741.01 | 1758.99 | 4500 | Return Plenum (Includes Filter Rack if Needed)
Alabama | Mingledorffs | Weathermaker | Primary | 14.3 SEER2 AC / 80% Furnace 70K BTU | 2 | PA5SAN52400W | 815 | PG80MSAA36070A | 533 | CVAMA2414XMA | 241 | 1589 | 485 | 197.03 | 378 | 2649.03 | 1850.97 | 4500 | Air Filter
Alabama | Mingledorffs | Weathermaker | Primary | 14.3 SEER2 AC / 80% Furnace 70K BTU | 2 | PA5SAN52400W | 815 | PG80MSAA36070B | 542 | CVAMA2417XMA | 243 | 1600 | 485 | 198.075 | 378 | 2661.075 | 1838.925 | 4500 | Ductwork Transition Material
Alabama | Mingledorffs | Weathermaker | Primary | 14.3 SEER2 AC / 80% Furnace 70K BTU | 2.5 | PA5SAN53000W | 834 | PG80MSAA36070A | 533 | CAAMP3014AMA | 347 | 1714 | 485 | 208.905 | 378 | 2785.905 | 1764.095 | 4550 | Outdoor Unit Pad
Alabama | Mingledorffs | Weathermaker | Primary | 14.3 SEER2 AC / 80% Furnace 70K BTU | 2.5 | PA5SAN53000W | 834 | PG80MSAA36070B | 542 | CVAMA3017XMA | 253 | 1629 | 485 | 200.83 | 378 | 2692.83 | 1857.17 | 4550 | 30x60 Emergency Drain Pan
Alabama | Mingledorffs | Weathermaker | Primary | 14.3 SEER2 AC / 80% Furnace 70K BTU | 3 | PA5SAN53600W | 910 | PG80MSAA36070B | 542 | CAAMP3617AMA | 374 | 1826 | 485 | 219.545 | 378 | 2908.545 | 1766.455 | 4675 | 1 Safety Switch for Emergency Pan
Alabama | Mingledorffs | Weathermaker | Primary | 14.3 SEER2 AC / 80% Furnace 90K BTU | 3 | PA5SAN53600W | 910 | PG80MSAA42090B | 539 | CVAMA3617XMA | 294 | 1743 | 485 | 211.66 | 378 | 2817.66 | 1857.34 | 4675 | PVC Drain Material
Alabama | Mingledorffs | Weathermaker | Primary | 14.3 SEER2 AC / 80% Furnace 70K BTU | 3.5 | PA5SAN54200W | 1144 | PG80MSAA48070C | 559 | CAAMP4221AMA | 382 | 2085 | 485 | 244.15 | 378 | 3192.15 | 1782.85 | 4975 | Condensation Pump
Alabama | Mingledorffs | Weathermaker | Primary | 14.3 SEER2 AC / 80% Furnace 90K BTU | 3.5 | PA5SAN54200W | 1144 | PG80MSAA48090C | 544 | CVAMA4221XMA | 338 | 2026 | 485 | 238.545 | 378 | 3127.545 | 1847.455 | 4975 | Clear Tubing
Alabama | Mingledorffs | Weathermaker | Primary | 14.3 SEER2 AC / 80% Furnace 70K BTU | 4 | PA5SAN54800W | 1191 | PG80MSAA48070C | 559 | CAAMP4821AMA | 429 | 2179 | 485 | 253.08 | 378 | 3295.08 | 1854.92 | 5150 | Flexible Gas Connector
Alabama | Mingledorffs | Weathermaker | Primary | 14.3 SEER2 AC / 80% Furnace 90K BTU | 4 | PA5SAN54800W | 1191 | PG80MSAA48090C | 544 | CVAMA4821XMA | 476 | 2211 | 485 | 256.12 | 378 | 3330.12 | 1819.88 | 5150 | Armaflex (~10ft)
Alabama | Mingledorffs | Weathermaker | Primary | 14.3 SEER2 AC / 80% Furnace 90K BTU | 5 | PA5SAN56000W | 1374 | PG80MSAA60090C | 552 | CAAMP6121AMA | 394 | 2320 | 485 | 266.475 | 378 | 3449.475 | 1850.525 | 5300 | 240V Whip & 240V Disconnect
Alabama | Mingledorffs | Weathermaker | Primary | 14.3 SEER2 AC / 80% Furnace 110K BTU | 5 | PA5SAN56000W | 1374 | PG80MSAA60110D | 569 | CVAMA6024XMA | 516 | 2459 | 485 | 279.68 | 378 | 3601.68 | 1698.32 | 5300 | Double Wall Flue Pipe Connectors
Arizona | Sigler | Payne | Primary | 14.3 SEER2 AC / 80% Furnace 45K BTU | 1.5 | PA5SAN51800W | 815 | PG80MSAA42045B | 533 | CVAMA2417XMA | 243 | 1591 | 485 | 197.22 | 378 | 2651.22 | 1848.78 | 4500 | Refrigerant Piping (~5ft)
Arizona | Sigler | Payne | Primary | 14.3 SEER2 AC / 80% Furnace 70K BTU | 2 | PA5SAN52400W | 815 | PG80MSAA36070A | 533 | CVAMA2414XMA | 241 | 1589 | 485 | 197.03 | 378 | 2649.03 | 1850.97 | 4500 | Pipe Fittings
Arizona | Sigler | Payne | Primary | 14.3 SEER2 AC / 80% Furnace 70K BTU | 2.5 | PA5SAN53000W | 834 | PG80MSAA36070A | 533 | CAAMP3014AMA | 347 | 1714 | 485 | 208.905 | 378 | 2785.905 | 1764.095 | 4550 | TXV
Arizona | Sigler | Payne | Primary | 14.3 SEER2 AC / 80% Furnace 90K BTU | 3 | PA5SAN53600W | 910 | PG80MSAA42090B | 539 | CVAMA3617XMA | 294 | 1743 | 485 | 211.66 | 378 | 2817.66 | 1857.34 | 4675 | Rx11 Flush
Arizona | Sigler | Payne | Primary | 14.3 SEER2 AC / 80% Furnace 90K BTU | 3.5 | PA5SAN54200W | 1144 | PG80MSAA48090C | 544 | CVAMA4221XMA | 338 | 2026 | 485 | 238.545 | 378 | 3127.545 | 1847.455 | 4975 | Nitrogen Gas
Arizona | Sigler | Payne | Primary | 14.3 SEER2 AC / 80% Furnace 70K BTU | 4 | PA5SAN54800W | 1191 | PG80MSAA48070C | 559 | CAAMP4821AMA | 429 | 2179 | 485 | 253.08 | 378 | 3295.08 | 1854.92 | 5150 | Brazing Rods (~2)
Arizona | Sigler | Payne | Primary | 14.3 SEER2 AC / 80% Furnace 90K BTU | 5 | PA5SAN56000W | 1374 | PG80MSAA60090C | 552 | CAAMP6121AMA | 394 | 2320 | 485 | 266.475 | 378 | 3449.475 | 1850.525 | 5300 | Duct Sealants, Tapes, & Accessories
Colorado | Lohmiller | Payne | Primary | 13.4+ SEER2 AC / 80% Furnace 45K BTU | 1.5 | PA4SAN51800N | 823 | PG80MSAA42045B | 533 | CVAMA2417XMA | 243 | 1599 | 485 | 197.98 | 378 | 2659.98 | 1840.02 | 4500 | Screws & Wire Nuts
Colorado | Lohmiller | Payne | Primary | 13.4+ SEER2 AC / 80% Furnace 70K BTU | 2 | PA4SAN52400N | 836 | PG80MSAA36070A | 533 | CVAMA2414XMA | 241 | 1610 | 485 | 199.025 | 378 | 2672.025 | 1827.975 | 4500
Colorado | Lohmiller | Payne | Primary | 13.4+ SEER2 AC / 80% Furnace 70K BTU | 2.5 | PA4SAN53000N | 872 | PG80MSAA36070A | 533 | CAAMP3014AMA | 347 | 1752 | 485 | 212.515 | 378 | 2827.515 | 1722.485 | 4550
Colorado | Lohmiller | Payne | Primary | 13.4+ SEER2 AC / 80% Furnace 70K BTU | 2.5 | PA4SAN53000N | 872 | PG80MSAA36070B | 542 | CVAMA3017XMA | 253 | 1667 | 485 | 204.44 | 378 | 2734.44 | 1815.56 | 4550
Colorado | Lohmiller | Payne | Primary | 13.4+ SEER2 AC / 80% Furnace 70K BTU | 3 | PA4SAN53600N | 977 | PG80MSAA36070B | 542 | CAAMP3617AMA | 374 | 1893 | 485 | 225.91 | 378 | 2981.91 | 1693.09 | 4675
Colorado | Lohmiller | Payne | Primary | 13.4+ SEER2 AC / 80% Furnace 90K BTU | 3 | PA4SAN53600N | 977 | PG80MSAA42090B | 539 | CVAMA3617XMA | 294 | 1810 | 485 | 218.025 | 378 | 2891.025 | 1783.975 | 4675
Colorado | Lohmiller | Payne | Primary | 13.4+ SEER2 AC / 80% Furnace 70K BTU | 3.5 | PA4SAN54200N | 1102 | PG80MSAA48070C | 559 | CAAMP4221AMA | 382 | 2043 | 485 | 240.16 | 378 | 3146.16 | 1828.84 | 4975
Colorado | Lohmiller | Payne | Primary | 13.4+ SEER2 AC / 80% Furnace 70K BTU | 4 | PA4SAN54800N | 1305 | PG80MSAA48070C | 559 | CAAMP4821AMA | 429 | 2293 | 485 | 263.91 | 378 | 3419.91 | 1730.09 | 5150
Colorado | Lohmiller | Payne | Primary | 13.4+ SEER2 AC / 80% Furnace 90K BTU | 4 | PA4SAN54800N | 1305 | PG80MSAA48090C | 544 | CVAMA4821XMA | 476 | 2325 | 485 | 266.95 | 378 | 3454.95 | 1695.05 | 5150
Colorado | Lohmiller | Payne | Primary | 13.4+ SEER2 AC / 80% Furnace 90K BTU | 5 | PA4SAN56000N | 1433 | PG80MSAA60090C | 552 | CAAMP6121AMA | 394 | 2379 | 485 | 272.08 | 378 | 3514.08 | 1785.92 | 5300
Florida | Baker | Grandaire | Primary | 14.3 SEER2 AC / 80% Furnace 45K BTU | 1.5 | W5A5S18AKAWA | 815 | WFER045A036C | 527 | W5AM24M14XA | 331 | 1673 | 485 | 205.01 | 378 | 2741.01 | 1758.99 | 4500
Florida | Baker | Grandaire | Primary | 14.3 SEER2 AC / 80% Furnace 70K BTU | 1.5 | W5A5S18AKAWA | 815 | WFER070B036C | 553 | W5AM24M17XA | 333 | 1701 | 485 | 207.67 | 378 | 2771.67 | 1728.33 | 4500
Florida | Baker | Grandaire | Primary | 14.3 SEER2 AC / 80% Furnace 70K BTU | 1.5 | W5A5S18AKAWA | 815 | WFER070B036C | 553 | W5VM24M17XA | 243 | 1611 | 485 | 199.12 | 378 | 2673.12 | 1826.88 | 4500
Florida | Baker | Grandaire | Primary | 14.3 SEER2 AC / 80% Furnace 45K BTU | 2 | W5A5S24AKAWA | 815 | WFER045A036C | 527 | W5AM24M14XA | 331 | 1673 | 485 | 205.01 | 378 | 2741.01 | 1758.99 | 4500
Florida | Baker | Grandaire | Primary | 14.3 SEER2 AC / 80% Furnace 70K BTU | 2 | W5A5S24AKAWA | 815 | WFER070B036C | 553 | W5AM24M17XA | 333 | 1701 | 485 | 207.67 | 378 | 2771.67 | 1728.33 | 4500
Florida | Baker | Grandaire | Primary | 14.3 SEER2 AC / 80% Furnace 70K BTU | 2 | W5A5S24AKAWA | 815 | WFER070B036C | 553 | W5VM24M17XA | 243 | 1611 | 485 | 199.12 | 378 | 2673.12 | 1826.88 | 4500
Florida | Baker | Grandaire | Primary | 14.3 SEER2 AC / 80% Furnace 70K BTU | 2.5 | W5A5S30AKAWA | 834 | WFER070B036C | 553 | W5AM30M17XA | 344 | 1731 | 485 | 210.52 | 378 | 2804.52 | 1745.48 | 4550
Florida | Baker | Grandaire | Primary | 14.3 SEER2 AC / 80% Furnace 70K BTU | 2.5 | W5A5S30AKAWA | 834 | WFER070B036C | 553 | W5VM30M17XA | 253 | 1640 | 485 | 201.875 | 378 | 2704.875 | 1845.125 | 4550
Florida | Baker | Grandaire | Primary | 14.3 SEER2 AC / 80% Furnace 70K BTU | 3 | W5A5S36AKAWA | 910 | WFER070B036C | 553 | W5VM36M17XA | 294 | 1757 | 485 | 212.99 | 378 | 2832.99 | 1842.01 | 4675
Florida | Baker | Grandaire | Primary | 14.3 SEER2 AC / 80% Furnace 90K BTU | 3 | W5A5S36AKAWA | 910 | WFER090B042C | 544 | W5VM36M17XA | 294 | 1748 | 485 | 212.135 | 378 | 2823.135 | 1851.865 | 4675
Florida | Baker | Grandaire | Primary | 14.3 SEER2 AC / 80% Furnace 90K BTU | 3.5 | W5A5S42AKAWA | 1144 | WFER090C048C | 552 | W5AM42M21XA | 382 | 2078 | 485 | 243.485 | 378 | 3184.485 | 1790.515 | 4975
Florida | Baker | Grandaire | Primary | 14.3 SEER2 AC / 80% Furnace 90K BTU | 3.5 | W5A5S42AKAWA | 1144 | WFER090C048C | 552 | W5VM44M21XA | 471 | 2167 | 485 | 251.94 | 378 | 3281.94 | 1693.06 | 4975
Florida | Baker | Grandaire | Primary | 14.3 SEER2 AC / 80% Furnace 90K BTU | 4 | W5A5S48AKAWA | 1191 | WFER090C048C | 552 | W5AM48M21XA | 429 | 2172 | 485 | 252.415 | 378 | 3287.415 | 1862.585 | 5150
Florida | Baker | Grandaire | Primary | 14.3 SEER2 AC / 80% Furnace 90K BTU | 4 | W5A5S48AKAWA | 1191 | WFER090C048C | 552 | W5VM48M21XA | 476 | 2219 | 485 | 256.88 | 378 | 3338.88 | 1811.12 | 5150
Florida | Baker | Grandaire | Primary | 14.3 SEER2 AC / 80% Furnace 90K BTU | 5 | W5A5S60AKAWA | 1374 | WFER090C048C | 552 | W5AM61M21XA | 394 | 2320 | 485 | 266.475 | 378 | 3449.475 | 1850.525 | 5300
Florida | Baker | Grandaire | Primary | 14.3 SEER2 AC / 80% Furnace 135K BTU | 5 | W5A5S60AKAWA | 1374 | WFER135D060C | 575 | W5AM60M24XA | 491 | 2440 | 485 | 277.875 | 378 | 3580.875 | 1719.125 | 5300
Florida | Baker | Grandaire | Primary | 14.3 SEER2 AC / 80% Furnace 90K BTU | 5 | W5A5S60AKAWA | 1374 | WFER090C048C | 552 | W5VM60M21XA | 516 | 2442 | 485 | 278.065 | 378 | 3583.065 | 1716.935 | 5300
Georgia | Mingledorffs | Weathermaker | Primary | 14.3 SEER2 AC / 80% Furnace 45K BTU | 1.5 | PA5SAN51800W | 815 | PG80MSAA42045B | 533 | CVAMA2417XMA | 243 | 1591 | 485 | 197.22 | 378 | 2651.22 | 1848.78 | 4500
Georgia | Mingledorffs | Weathermaker | Primary | 14.3 SEER2 AC / 80% Furnace 45K BTU | 1.5 | PA5SAN51800W | 815 | PG80MSAA36045A | 527 | CAAMP2414AMA | 331 | 1673 | 485 | 205.01 | 378 | 2741.01 | 1758.99 | 4500
Georgia | Mingledorffs | Weathermaker | Primary | 14.3 SEER2 AC / 80% Furnace 45K BTU | 2 | PA5SAN52400W | 815 | PG80MSAA36045A | 527 | CAAMP2414AMA | 331 | 1673 | 485 | 205.01 | 378 | 2741.01 | 1758.99 | 4500
Georgia | Mingledorffs | Weathermaker | Primary | 14.3 SEER2 AC / 80% Furnace 70K BTU | 2 | PA5SAN52400W | 815 | PG80MSAA36070A | 533 | CVAMA2414XMA | 241 | 1589 | 485 | 197.03 | 378 | 2649.03 | 1850.97 | 4500
Georgia | Mingledorffs | Weathermaker | Primary | 14.3 SEER2 AC / 80% Furnace 70K BTU | 2 | PA5SAN52400W | 815 | PG80MSAA36070B | 542 | CVAMA2417XMA | 243 | 1600 | 485 | 198.075 | 378 | 2661.075 | 1838.925 | 4500
Georgia | Mingledorffs | Weathermaker | Primary | 14.3 SEER2 AC / 80% Furnace 70K BTU | 2.5 | PA5SAN53000W | 834 | PG80MSAA36070A | 533 | CAAMP3014AMA | 347 | 1714 | 485 | 208.905 | 378 | 2785.905 | 1764.095 | 4550
Georgia | Mingledorffs | Weathermaker | Primary | 14.3 SEER2 AC / 80% Furnace 70K BTU | 2.5 | PA5SAN53000W | 834 | PG80MSAA36070B | 542 | CVAMA3017XMA | 253 | 1629 | 485 | 200.83 | 378 | 2692.83 | 1857.17 | 4550
Georgia | Mingledorffs | Weathermaker | Primary | 14.3 SEER2 AC / 80% Furnace 70K BTU | 3 | PA5SAN53600W | 910 | PG80MSAA36070B | 542 | CAAMP3617AMA | 374 | 1826 | 485 | 219.545 | 378 | 2908.545 | 1766.455 | 4675
Georgia | Mingledorffs | Weathermaker | Primary | 14.3 SEER2 AC / 80% Furnace 90K BTU | 3 | PA5SAN53600W | 910 | PG80MSAA42090B | 539 | CVAMA3617XMA | 294 | 1743 | 485 | 211.66 | 378 | 2817.66 | 1857.34 | 4675
Georgia | Mingledorffs | Weathermaker | Primary | 14.3 SEER2 AC / 80% Furnace 70K BTU | 3.5 | PA5SAN54200W | 1144 | PG80MSAA48070C | 559 | CAAMP4221AMA | 382 | 2085 | 485 | 244.15 | 378 | 3192.15 | 1782.85 | 4975
Georgia | Mingledorffs | Weathermaker | Primary | 14.3 SEER2 AC / 80% Furnace 90K BTU | 3.5 | PA5SAN54200W | 1144 | PG80MSAA48090C | 544 | CVAMA4221XMA | 338 | 2026 | 485 | 238.545 | 378 | 3127.545 | 1847.455 | 4975
Georgia | Mingledorffs | Weathermaker | Primary | 14.3 SEER2 AC / 80% Furnace 70K BTU | 4 | PA5SAN54800W | 1191 | PG80MSAA48070C | 559 | CAAMP4821AMA | 429 | 2179 | 485 | 253.08 | 378 | 3295.08 | 1854.92 | 5150
Georgia | Mingledorffs | Weathermaker | Primary | 14.3 SEER2 AC / 80% Furnace 90K BTU | 4 | PA5SAN54800W | 1191 | PG80MSAA48090C | 544 | CVAMA4821XMA | 476 | 2211 | 485 | 256.12 | 378 | 3330.12 | 1819.88 | 5150
Georgia | Mingledorffs | Weathermaker | Primary | 14.3 SEER2 AC / 80% Furnace 90K BTU | 5 | PA5SAN56000W | 1374 | PG80MSAA60090C | 552 | CAAMP6121AMA | 394 | 2320 | 485 | 266.475 | 378 | 3449.475 | 1850.525 | 5300
Georgia | Mingledorffs | Weathermaker | Primary | 14.3 SEER2 AC / 80% Furnace 110K BTU | 5 | PA5SAN56000W | 1374 | PG80MSAA60110D | 569 | CVAMA6024XMA | 516 | 2459 | 485 | 279.68 | 378 | 3601.68 | 1698.32 | 5300
Illinois | TEC | Weathermaker | Primary | 14.3 SEER2 AC / 80% Furnace 45K BTU | 1.5 | PA5SAN51800W | 815 | PG80MSAA42045B | 533 | CVAMA2417XMA | 243 | 1591 | 485 | 197.22 | 378 | 2651.22 | 1848.78 | 4500
Illinois | TEC | Weathermaker | Primary | 14.3 SEER2 AC / 80% Furnace 70K BTU | 1.5 | PA5SAN51800W | 815 | PG80MSAA36045A | 527 | CAAMP2414AMA | 331 | 1673 | 485 | 205.01 | 378 | 2741.01 | 1758.99 | 4500
Illinois | TEC | Weathermaker | Primary | 14.3 SEER2 AC / 80% Furnace 45K BTU | 2 | PA5SAN52400W | 815 | PG80MSAA36045A | 527 | CAAMP2414AMA | 331 | 1673 | 485 | 205.01 | 378 | 2741.01 | 1758.99 | 4500
Illinois | TEC | Weathermaker | Primary | 14.3 SEER2 AC / 80% Furnace 70K BTU | 2 | PA5SAN52400W | 815 | PG80MSAA36070A | 533 | CVAMA2414XMA | 241 | 1589 | 485 | 197.03 | 378 | 2649.03 | 1850.97 | 4500
Illinois | TEC | Weathermaker | Primary | 14.3 SEER2 AC / 80% Furnace 70K BTU | 2 | PA5SAN52400W | 815 | PG80MSAA36070B | 542 | CVAMA2417XMA | 243 | 1600 | 485 | 198.075 | 378 | 2661.075 | 1838.925 | 4500
Illinois | TEC | Weathermaker | Primary | 14.3 SEER2 AC / 80% Furnace 70K BTU | 2.5 | PA5SAN53000W | 834 | PG80MSAA36070A | 533 | CAAMP3014AMA | 347 | 1714 | 485 | 208.905 | 378 | 2785.905 | 1764.095 | 4550
Illinois | TEC | Weathermaker | Primary | 14.3 SEER2 AC / 80% Furnace 70K BTU | 2.5 | PA5SAN53000W | 834 | PG80MSAA36070B | 542 | CVAMA3017XMA | 253 | 1629 | 485 | 200.83 | 378 | 2692.83 | 1857.17 | 4550
Illinois | TEC | Weathermaker | Primary | 14.3 SEER2 AC / 80% Furnace 70K BTU | 3 | PA5SAN53600W | 910 | PG80MSAA36070B | 542 | CAAMP3617AMA | 374 | 1826 | 485 | 219.545 | 378 | 2908.545 | 1766.455 | 4675
Illinois | TEC | Weathermaker | Primary | 14.3 SEER2 AC / 80% Furnace 90K BTU | 3 | PA5SAN53600W | 910 | PG80MSAA42090B | 539 | CVAMA3617XMA | 294 | 1743 | 485 | 211.66 | 378 | 2817.66 | 1857.34 | 4675
Illinois | TEC | Weathermaker | Primary | 14.3 SEER2 AC / 80% Furnace 70K BTU | 3.5 | PA5SAN54200W | 1144 | PG80MSAA48070C | 559 | CAAMP4221AMA | 382 | 2085 | 485 | 244.15 | 378 | 3192.15 | 1782.85 | 4975
Illinois | TEC | Weathermaker | Primary | 14.3 SEER2 AC / 80% Furnace 90K BTU | 3.5 | PA5SAN54200W | 1144 | PG80MSAA48090C | 544 | CVAMA4221XMA | 338 | 2026 | 485 | 238.545 | 378 | 3127.545 | 1847.455 | 4975
Illinois | TEC | Weathermaker | Primary | 14.3 SEER2 AC / 80% Furnace 70K BTU | 4 | PA5SAN54800W | 1191 | PG80MSAA48070C | 559 | CAAMP4821AMA | 429 | 2179 | 485 | 253.08 | 378 | 3295.08 | 1854.92 | 5150
Illinois | TEC | Weathermaker | Primary | 14.3 SEER2 AC / 80% Furnace 90K BTU | 4 | PA5SAN54800W | 1191 | PG80MSAA48090C | 544 | CVAMA4821XMA | 476 | 2211 | 485 | 256.12 | 378 | 3330.12 | 1819.88 | 5150
Illinois | TEC | Weathermaker | Primary | 14.3 SEER2 AC / 80% Furnace 90K BTU | 5 | PA5SAN56000W | 1374 | PG80MSAA60090C | 552 | CAAMP6121AMA | 394 | 2320 | 485 | 266.475 | 378 | 3449.475 | 1850.525 | 5300
Illinois | TEC | Weathermaker | Primary | 14.3 SEER2 AC / 80% Furnace 110K BTU | 5 | PA5SAN56000W | 1374 | PG80MSAA60110D | 569 | CVAMA6024XMA | 516 | 2459 | 485 | 279.68 | 378 | 3601.68 | 1698.32 | 5300
Indiana | Habegger | Day & Night (ICP) | Primary | 13.4+ SEER2 AC / 80% Furnace 70K BTU | 1.5 | R5A4S18AKANA | 823 | N80MSN0701412A | 533 | EAM5X24M14A | 331 | 1687 | 485 | 206.34 | 378 | 2756.34 | 1743.66 | 4500
Indiana | Habegger | Day & Night (ICP) | Primary | 13.4+ SEER2 AC / 80% Furnace 70K BTU | 2 | R5A4S24AKANA | 836 | N80MSN0701412A | 533 | EAM5X24M14A | 331 | 1700 | 485 | 207.575 | 378 | 2770.575 | 1729.425 | 4500
Indiana | Habegger | Day & Night (ICP) | Primary | 13.4+ SEER2 AC / 80% Furnace 70K BTU | 2.5 | R5A4S30AKANA | 872 | N80MSN0701412A | 533 | EVM5X30M17A | 253 | 1658 | 485 | 203.585 | 378 | 2724.585 | 1825.415 | 4550
Indiana | Habegger | Day & Night (ICP) | Primary | 13.4+ SEER2 AC / 80% Furnace 70K BTU | 3 | R5A4S36AKANA | 977 | N80MSN0701412A | 533 | EVM5X36M17A | 294 | 1804 | 485 | 217.455 | 378 | 2884.455 | 1790.545 | 4675
Indiana | Habegger | Day & Night (ICP) | Primary | 13.4+ SEER2 AC / 80% Furnace 70K BTU | 3.5 | R5A4S42AKANA | 1102 | N80MSN0701716A | 553 | EVM5X42M21A | 338 | 1993 | 485 | 235.41 | 378 | 3091.41 | 1883.59 | 4975
Indiana | Habegger | Day & Night (ICP) | Primary | 13.4+ SEER2 AC / 80% Furnace 70K BTU | 4 | R5A4S48AKANA | 1305 | N80MSN0701716A | 553 | EAM5X48M21A | 429 | 2287 | 485 | 263.34 | 378 | 3413.34 | 1736.66 | 5150
Indiana | Habegger | Day & Night (ICP) | Primary | 13.4+ SEER2 AC / 80% Furnace 90K BTU | 5 | R5A4S60AKANA | 1433 | N80MSN0902120A | 552 | EAM5X61M21A | 394 | 2379 | 485 | 272.08 | 378 | 3514.08 | 1785.92 | 5300
Kansas | Baker | Grandaire | Primary | 14.3 SEER2 AC / 80% Furnace 45K BTU | 1.5 | W5A5S18AKAWA | 815 | WFER045A036C | 527 | W5AM24M14XA | 331 | 1673 | 485 | 205.01 | 378 | 2741.01 | 1758.99 | 4500
Kansas | Baker | Grandaire | Primary | 14.3 SEER2 AC / 80% Furnace 70K BTU | 1.5 | W5A5S18AKAWA | 815 | WFER070B036C | 553 | W5AM24M17XA | 333 | 1701 | 485 | 207.67 | 378 | 2771.67 | 1728.33 | 4500
Kansas | Baker | Grandaire | Primary | 14.3 SEER2 AC / 80% Furnace 70K BTU | 1.5 | W5A5S18AKAWA | 815 | WFER070B036C | 553 | W5VM24M17XA | 243 | 1611 | 485 | 199.12 | 378 | 2673.12 | 1826.88 | 4500
Kansas | Baker | Grandaire | Primary | 14.3 SEER2 AC / 80% Furnace 45K BTU | 2 | W5A5S24AKAWA | 815 | WFER045A036C | 527 | W5AM24M14XA | 331 | 1673 | 485 | 205.01 | 378 | 2741.01 | 1758.99 | 4500
Kansas | Baker | Grandaire | Primary | 14.3 SEER2 AC / 80% Furnace 70K BTU | 2 | W5A5S24AKAWA | 815 | WFER070B036C | 553 | W5AM24M17XA | 333 | 1701 | 485 | 207.67 | 378 | 2771.67 | 1728.33 | 4500
Kansas | Baker | Grandaire | Primary | 14.3 SEER2 AC / 80% Furnace 70K BTU | 2 | W5A5S24AKAWA | 815 | WFER070B036C | 553 | W5VM24M17XA | 243 | 1611 | 485 | 199.12 | 378 | 2673.12 | 1826.88 | 4500
Kansas | Baker | Grandaire | Primary | 14.3 SEER2 AC / 80% Furnace 70K BTU | 2.5 | W5A5S30AKAWA | 834 | WFER070B036C | 553 | W5AM30M17XA | 344 | 1731 | 485 | 210.52 | 378 | 2804.52 | 1745.48 | 4550
Kansas | Baker | Grandaire | Primary | 14.3 SEER2 AC / 80% Furnace 70K BTU | 2.5 | W5A5S30AKAWA | 834 | WFER070B036C | 553 | W5VM30M17XA | 253 | 1640 | 485 | 201.875 | 378 | 2704.875 | 1845.125 | 4550
Kansas | Baker | Grandaire | Primary | 14.3 SEER2 AC / 80% Furnace 70K BTU | 3 | W5A5S36AKAWA | 910 | WFER070B036C | 553 | W5VM36M17XA | 294 | 1757 | 485 | 212.99 | 378 | 2832.99 | 1842.01 | 4675
Kansas | Baker | Grandaire | Primary | 14.3 SEER2 AC / 80% Furnace 90K BTU | 3 | W5A5S36AKAWA | 910 | WFER090B042C | 544 | W5VM36M17XA | 294 | 1748 | 485 | 212.135 | 378 | 2823.135 | 1851.865 | 4675
Kansas | Baker | Grandaire | Primary | 14.3 SEER2 AC / 80% Furnace 90K BTU | 3.5 | W5A5S42AKAWA | 1144 | WFER090C048C | 552 | W5AM42M21XA | 382 | 2078 | 485 | 243.485 | 378 | 3184.485 | 1790.515 | 4975
Kansas | Baker | Grandaire | Primary | 14.3 SEER2 AC / 80% Furnace 90K BTU | 3.5 | W5A5S42AKAWA | 1144 | WFER090C048C | 552 | W5VM44M21XA | 471 | 2167 | 485 | 251.94 | 378 | 3281.94 | 1693.06 | 4975
Kansas | Baker | Grandaire | Primary | 14.3 SEER2 AC / 80% Furnace 90K BTU | 4 | W5A5S48AKAWA | 1191 | WFER090C048C | 552 | W5AM48M21XA | 429 | 2172 | 485 | 252.415 | 378 | 3287.415 | 1862.585 | 5150
Kansas | Baker | Grandaire | Primary | 14.3 SEER2 AC / 80% Furnace 90K BTU | 4 | W5A5S48AKAWA | 1191 | WFER090C048C | 552 | W5VM48M21XA | 476 | 2219 | 485 | 256.88 | 378 | 3338.88 | 1811.12 | 5150
Kansas | Baker | Grandaire | Primary | 14.3 SEER2 AC / 80% Furnace 90K BTU | 5 | W5A5S60AKAWA | 1374 | WFER090C048C | 552 | W5AM61M21XA | 394 | 2320 | 485 | 266.475 | 378 | 3449.475 | 1850.525 | 5300
Kansas | Baker | Grandaire | Primary | 14.3 SEER2 AC / 80% Furnace 135K BTU | 5 | W5A5S60AKAWA | 1374 | WFER135D060C | 575 | W5AM60M24XA | 491 | 2440 | 485 | 277.875 | 378 | 3580.875 | 1719.125 | 5300
Kansas | Baker | Grandaire | Primary | 14.3 SEER2 AC / 80% Furnace 90K BTU | 5 | W5A5S60AKAWA | 1374 | WFER090C048C | 552 | W5VM60M21XA | 516 | 2442 | 485 | 278.065 | 378 | 3583.065 | 1716.935 | 5300
Minnesota | MN Air | Weathermaker | Primary | 14.3 SEER2 AC / 80% Furnace 45K BTU | 1.5 | PA5SAN51800W | 815 | PG80MSAA42045B | 533 | CVAMA2417XMA | 243 | 1591 | 485 | 197.22 | 378 | 2651.22 | 1848.78 | 4500
Minnesota | MN Air | Weathermaker | Primary | 14.3 SEER2 AC / 80% Furnace 45K BTU | 1.5 | PA5SAN51800W | 815 | PG80MSAA36045A | 527 | CAAMP2414AMA | 331 | 1673 | 485 | 205.01 | 378 | 2741.01 | 1758.99 | 4500
Minnesota | MN Air | Weathermaker | Primary | 14.3 SEER2 AC / 80% Furnace 45K BTU | 2 | PA5SAN52400W | 815 | PG80MSAA36045A | 527 | CAAMP2414AMA | 331 | 1673 | 485 | 205.01 | 378 | 2741.01 | 1758.99 | 4500
Minnesota | MN Air | Weathermaker | Primary | 14.3 SEER2 AC / 80% Furnace 70K BTU | 2 | PA5SAN52400W | 815 | PG80MSAA36070A | 533 | CVAMA2414XMA | 241 | 1589 | 485 | 197.03 | 378 | 2649.03 | 1850.97 | 4500
Minnesota | MN Air | Weathermaker | Primary | 14.3 SEER2 AC / 80% Furnace 70K BTU | 2 | PA5SAN52400W | 815 | PG80MSAA36070B | 542 | CVAMA2417XMA | 243 | 1600 | 485 | 198.075 | 378 | 2661.075 | 1838.925 | 4500
Minnesota | MN Air | Weathermaker | Primary | 14.3 SEER2 AC / 80% Furnace 70K BTU | 2.5 | PA5SAN53000W | 834 | PG80MSAA36070A | 533 | CAAMP3014AMA | 347 | 1714 | 485 | 208.905 | 378 | 2785.905 | 1764.095 | 4550
Minnesota | MN Air | Weathermaker | Primary | 14.3 SEER2 AC / 80% Furnace 70K BTU | 2.5 | PA5SAN53000W | 834 | PG80MSAA36070B | 542 | CVAMA3017XMA | 253 | 1629 | 485 | 200.83 | 378 | 2692.83 | 1857.17 | 4550
Minnesota | MN Air | Weathermaker | Primary | 14.3 SEER2 AC / 80% Furnace 70K BTU | 3 | PA5SAN53600W | 910 | PG80MSAA36070B | 542 | CAAMP3617AMA | 374 | 1826 | 485 | 219.545 | 378 | 2908.545 | 1766.455 | 4675
Minnesota | MN Air | Weathermaker | Primary | 14.3 SEER2 AC / 80% Furnace 90K BTU | 3 | PA5SAN53600W | 910 | PG80MSAA42090B | 539 | CVAMA3617XMA | 294 | 1743 | 485 | 211.66 | 378 | 2817.66 | 1857.34 | 4675
Minnesota | MN Air | Weathermaker | Primary | 14.3 SEER2 AC / 80% Furnace 70K BTU | 3.5 | PA5SAN54200W | 1144 | PG80MSAA48070C | 559 | CAAMP4221AMA | 382 | 2085 | 485 | 244.15 | 378 | 3192.15 | 1782.85 | 4975
Minnesota | MN Air | Weathermaker | Primary | 14.3 SEER2 AC / 80% Furnace 90K BTU | 3.5 | PA5SAN54200W | 1144 | PG80MSAA48090C | 544 | CVAMA4221XMA | 338 | 2026 | 485 | 238.545 | 378 | 3127.545 | 1847.455 | 4975
Minnesota | MN Air | Weathermaker | Primary | 14.3 SEER2 AC / 80% Furnace 70K BTU | 4 | PA5SAN54800W | 1191 | PG80MSAA48070C | 559 | CAAMP4821AMA | 429 | 2179 | 485 | 253.08 | 378 | 3295.08 | 1854.92 | 5150
Minnesota | MN Air | Weathermaker | Primary | 14.3 SEER2 AC / 80% Furnace 90K BTU | 4 | PA5SAN54800W | 1191 | PG80MSAA48090C | 544 | CVAMA4821XMA | 476 | 2211 | 485 | 256.12 | 378 | 3330.12 | 1819.88 | 5150
Minnesota | MN Air | Weathermaker | Primary | 14.3 SEER2 AC / 80% Furnace 90K BTU | 5 | PA5SAN56000W | 1374 | PG80MSAA60090C | 552 | CAAMP6121AMA | 394 | 2320 | 485 | 266.475 | 378 | 3449.475 | 1850.525 | 5300
Minnesota | MN Air | Weathermaker | Primary | 14.3 SEER2 AC / 80% Furnace 110K BTU | 5 | PA5SAN56000W | 1374 | PG80MSAA60110D | 569 | CVAMA6024XMA | 516 | 2459 | 485 | 279.68 | 378 | 3601.68 | 1698.32 | 5300
Missouri - St. Louis | Koch Air | Payne | Primary | 13.4+ SEER2 AC / 80% Furnace 45K BTU | 1.5 | PA4SAN51800N | 823 | PG80MSAA42045B | 533 | CVAMA2417XMA | 243 | 1599 | 485 | 197.98 | 378 | 2659.98 | 1840.02 | 4500
Missouri - St. Louis | Koch Air | Payne | Primary | 13.4+ SEER2 AC / 80% Furnace 45K BTU | 1.5 | PA4SAN51800N | 823 | PG80MSAA36045A | 527 | CAAMP2414AMA | 331 | 1681 | 485 | 205.77 | 378 | 2749.77 | 1750.23 | 4500
Missouri - St. Louis | Koch Air | Payne | Primary | 13.4+ SEER2 AC / 80% Furnace 45K BTU | 2 | PA4SAN52400N | 836 | PG80MSAA36045A | 527 | CAAMP2414AMA | 331 | 1694 | 485 | 207.005 | 378 | 2764.005 | 1735.995 | 4500
Missouri - St. Louis | Koch Air | Payne | Primary | 13.4+ SEER2 AC / 80% Furnace 70K BTU | 2 | PA4SAN52400N | 836 | PG80MSAA36070A | 533 | CVAMA2414XMA | 241 | 1610 | 485 | 199.025 | 378 | 2672.025 | 1827.975 | 4500
Missouri - St. Louis | Koch Air | Payne | Primary | 13.4+ SEER2 AC / 80% Furnace 70K BTU | 2 | PA4SAN52400N | 836 | PG80MSAA36070B | 542 | CVAMA2417XMA | 243 | 1621 | 485 | 200.07 | 378 | 2684.07 | 1815.93 | 4500
Missouri - St. Louis | Koch Air | Payne | Primary | 13.4+ SEER2 AC / 80% Furnace 70K BTU | 2.5 | PA4SAN53000N | 872 | PG80MSAA36070A | 533 | CAAMP3014AMA | 347 | 1752 | 485 | 212.515 | 378 | 2827.515 | 1722.485 | 4550
Missouri - St. Louis | Koch Air | Payne | Primary | 13.4+ SEER2 AC / 80% Furnace 70K BTU | 2.5 | PA4SAN53000N | 872 | PG80MSAA36070B | 542 | CVAMA3017XMA | 253 | 1667 | 485 | 204.44 | 378 | 2734.44 | 1815.56 | 4550
Missouri - St. Louis | Koch Air | Payne | Primary | 13.4+ SEER2 AC / 80% Furnace 70K BTU | 2.5 | PA4SAN53000N | 872 | PG80MSAA36070B | 542 | CVAMA3017XMA | 253 | 1667 | 485 | 204.44 | 378 | 2734.44 | 1815.56 | 4550
Missouri - St. Louis | Koch Air | Payne | Primary | 13.4+ SEER2 AC / 80% Furnace 70K BTU | 3 | PA4SAN53600N | 977 | PG80MSAA36070B | 542 | CAAMP3617AMA | 374 | 1893 | 485 | 225.91 | 378 | 2981.91 | 1693.09 | 4675
Missouri - St. Louis | Koch Air | Payne | Primary | 13.4+ SEER2 AC / 80% Furnace 70K BTU | 3.5 | PA4SAN54200N | 1102 | PG80MSAA48070C | 559 | CAAMP4221AMA | 382 | 2043 | 485 | 240.16 | 378 | 3146.16 | 1828.84 | 4975
Missouri - St. Louis | Koch Air | Payne | Primary | 13.4+ SEER2 AC / 80% Furnace 90K BTU | 3.5 | PA4SAN54200N | 1102 | PG80MSAA48090C | 544 | CVAMA4221XMA | 338 | 1984 | 485 | 234.555 | 378 | 3081.555 | 1893.445 | 4975
Missouri - St. Louis | Koch Air | Payne | Primary | 13.4+ SEER2 AC / 80% Furnace 70K BTU | 4 | PA4SAN54800N | 1305 | PG80MSAA48070C | 559 | CAAMP4821AMA | 429 | 2293 | 485 | 263.91 | 378 | 3419.91 | 1730.09 | 5150
Missouri - St. Louis | Koch Air | Payne | Primary | 13.4+ SEER2 AC / 80% Furnace 90K BTU | 4 | PA4SAN54800N | 1305 | PG80MSAA48090C | 544 | CVAMA4821XMA | 476 | 2325 | 485 | 266.95 | 378 | 3454.95 | 1695.05 | 5150
Missouri - St. Louis | Koch Air | Payne | Primary | 13.4+ SEER2 AC / 80% Furnace 90K BTU | 5 | PA4SAN56000N | 1433 | PG80MSAA60090C | 552 | CAAMP6121AMA | 394 | 2379 | 485 | 272.08 | 378 | 3514.08 | 1785.92 | 5300
Missouri - St. Louis | Koch Air | Payne | Primary | 13.4+ SEER2 AC / 80% Furnace 110K BTU | 5 | PA4SAN56000N | 1433 | PG80MSAA60110D | 569 | CVAMA6024XMA | 516 | 2518 | 485 | 285.285 | 378 | 3666.285 | 1633.715 | 5300
Montana - South | Ferguson / Airefco | Day & Night | Primary | 13.4+ SEER2 AC / 80% Furnace 70K BTU | 1.5 | R5A4S18AKANA | 823 | N80MSN0701412A | 533 | EAM5X24M14A | 331 | 1687 | 485 | 206.34 | 378 | 2756.34 | 1743.66 | 4500
Montana - South | Ferguson / Airefco | Day & Night | Primary | 13.4+ SEER2 AC / 80% Furnace 70K BTU | 1.5 | R5A4S18AKANA | 823 | N80MSN0701412A | 533 | EAM5X19M17A | 386 | 1742 | 485 | 211.565 | 378 | 2816.565 | 1683.435 | 4500
Montana - South | Ferguson / Airefco | Day & Night | Primary | 13.4+ SEER2 AC / 80% Furnace 70K BTU | 2 | R5A4S24AKANA | 836 | N80MSN0701412A | 533 | EAM5X24M14A | 331 | 1700 | 485 | 207.575 | 378 | 2770.575 | 1729.425 | 4500
Montana - South | Ferguson / Airefco | Day & Night | Primary | 13.4+ SEER2 AC / 80% Furnace 70K BTU | 2 | R5A4S24AKANA | 836 | N80MSN0701712A | 542 | EVM5X24M17A | 243 | 1621 | 485 | 200.07 | 378 | 2684.07 | 1815.93 | 4500
Montana - South | Ferguson / Airefco | Day & Night | Primary | 13.4+ SEER2 AC / 80% Furnace 70K BTU | 2.5 | R5A4S30AKANA | 872 | N80MSN0701412A | 533 | EVM5X30M17A | 253 | 1658 | 485 | 203.585 | 378 | 2724.585 | 1825.415 | 4550
Montana - South | Ferguson / Airefco | Day & Night | Primary | 13.4+ SEER2 AC / 80% Furnace 70K BTU | 2.5 | R5A4S30AKANA | 872 | N80MSN0701412A | 533 | EAM5X30M14A | 347 | 1752 | 485 | 212.515 | 378 | 2827.515 | 1722.485 | 4550
Montana - South | Ferguson / Airefco | Day & Night | Primary | 13.4+ SEER2 AC / 80% Furnace 70K BTU | 3 | R5A4S36AKANA | 977 | N80MSN0701412A | 533 | EVM5X36M17A | 294 | 1804 | 485 | 217.455 | 378 | 2884.455 | 1790.545 | 4675
Montana - South | Ferguson / Airefco | Day & Night | Primary | 13.4+ SEER2 AC / 80% Furnace 70K BTU | 3 | R5A4S36AKANA | 977 | N80MSN0701412A | 533 | EAM5X36M17A | 374 | 1884 | 485 | 225.055 | 378 | 2972.055 | 1702.945 | 4675
Montana - South | Ferguson / Airefco | Day & Night | Primary | 13.4+ SEER2 AC / 80% Furnace 70K BTU | 3.5 | R5A4S42AKANA | 1102 | N80MSN0701716A | 553 | EVM5X42M21A | 338 | 1993 | 485 | 235.41 | 378 | 3091.41 | 1883.59 | 4975
Montana - South | Ferguson / Airefco | Day & Night | Primary | 13.4+ SEER2 AC / 80% Furnace 70K BTU | 3.5 | R5A4S42AKANA | 1102 | N80MSN0701716A | 553 | EAM5X42M21A | 382 | 2037 | 485 | 239.59 | 378 | 3139.59 | 1835.41 | 4975
Montana - South | Ferguson / Airefco | Day & Night | Primary | 13.4+ SEER2 AC / 80% Furnace 70K BTU | 4 | R5A4S48AKANA | 1305 | N80MSN0701716A | 553 | EAM5X48M21A | 429 | 2287 | 485 | 263.34 | 378 | 3413.34 | 1736.66 | 5150
Montana - South | Ferguson / Airefco | Day & Night | Primary | 13.4+ SEER2 AC / 80% Furnace 70K BTU | 4 | R5A4S48AKANA | 1305 | N80MSN0701716A | 553 | EVM5X48M21A | 476 | 2334 | 485 | 267.805 | 378 | 3464.805 | 1685.195 | 5150
Montana - South | Ferguson / Airefco | Day & Night | Primary | 13.4+ SEER2 AC / 80% Furnace 90K BTU | 5 | R5A4S60AKANA | 1433 | N80MSN0902120A | 552 | EAM5X61M21A | 394 | 2379 | 485 | 272.08 | 378 | 3514.08 | 1785.92 | 5300
Montana - South | Ferguson / Airefco | Day & Night | Primary | 13.4+ SEER2 AC / 80% Furnace 90K BTU | 5 | R5A4S60AKANA | 1433 | N80MSN0902120A | 552 | EAM5X60M24A | 491 | 2476 | 485 | 281.295 | 378 | 3620.295 | 1679.705 | 5300
Nevada | Sigler | Payne | Primary | 14.3 SEER2 AC / 80% Furnace 45K BTU | 1.5 | PA5SAN51800W | 815 | PG80MSAA42045B | 533 | CVAMA2417XMA | 243 | 1591 | 485 | 197.22 | 378 | 2651.22 | 1848.78 | 4500
Nevada | Sigler | Payne | Primary | 14.3 SEER2 AC / 80% Furnace 70K BTU | 2 | PA5SAN52400W | 815 | PG80MSAA36070A | 533 | CVAMA2414XMA | 241 | 1589 | 485 | 197.03 | 378 | 2649.03 | 1850.97 | 4500
Nevada | Sigler | Payne | Primary | 14.3 SEER2 AC / 80% Furnace 70K BTU | 2.5 | PA5SAN53000W | 834 | PG80MSAA36070A | 533 | CAAMP3014AMA | 347 | 1714 | 485 | 208.905 | 378 | 2785.905 | 1764.095 | 4550
Nevada | Sigler | Payne | Primary | 14.3 SEER2 AC / 80% Furnace 90K BTU | 3 | PA5SAN53600W | 910 | PG80MSAA42090B | 539 | CVAMA3617XMA | 294 | 1743 | 485 | 211.66 | 378 | 2817.66 | 1857.34 | 4675
Nevada | Sigler | Payne | Primary | 14.3 SEER2 AC / 80% Furnace 90K BTU | 3.5 | PA5SAN54200W | 1144 | PG80MSAA48090C | 544 | CVAMA4221XMA | 338 | 2026 | 485 | 238.545 | 378 | 3127.545 | 1847.455 | 4975
Nevada | Sigler | Payne | Primary | 14.3 SEER2 AC / 80% Furnace 70K BTU | 4 | PA5SAN54800W | 1191 | PG80MSAA48070C | 559 | CAAMP4821AMA | 429 | 2179 | 485 | 253.08 | 378 | 3295.08 | 1854.92 | 5150
Nevada | Sigler | Payne | Primary | 14.3 SEER2 AC / 80% Furnace 90K BTU | 5 | PA5SAN56000W | 1374 | PG80MSAA60090C | 552 | CAAMP6121AMA | 394 | 2320 | 485 | 266.475 | 378 | 3449.475 | 1850.525 | 5300
North Carolina | Baker | Grandaire | Primary | 14.3 SEER2 AC / 80% Furnace 45K BTU | 1.5 | W5A5S18AKAWA | 815 | WFER045A036C | 527 | W5AM24M14XA | 331 | 1673 | 485 | 205.01 | 378 | 2741.01 | 1758.99 | 4500
North Carolina | Baker | Grandaire | Primary | 14.3 SEER2 AC / 80% Furnace 70K BTU | 1.5 | W5A5S18AKAWA | 815 | WFER070B036C | 553 | W5AM24M17XA | 333 | 1701 | 485 | 207.67 | 378 | 2771.67 | 1728.33 | 4500
North Carolina | Baker | Grandaire | Primary | 14.3 SEER2 AC / 80% Furnace 70K BTU | 1.5 | W5A5S18AKAWA | 815 | WFER070B036C | 553 | W5VM24M17XA | 243 | 1611 | 485 | 199.12 | 378 | 2673.12 | 1826.88 | 4500
North Carolina | Baker | Grandaire | Primary | 14.3 SEER2 AC / 80% Furnace 45K BTU | 2 | W5A5S24AKAWA | 815 | WFER045A036C | 527 | W5AM24M14XA | 331 | 1673 | 485 | 205.01 | 378 | 2741.01 | 1758.99 | 4500
North Carolina | Baker | Grandaire | Primary | 14.3 SEER2 AC / 80% Furnace 70K BTU | 2 | W5A5S24AKAWA | 815 | WFER070B036C | 553 | W5AM24M17XA | 333 | 1701 | 485 | 207.67 | 378 | 2771.67 | 1728.33 | 4500
North Carolina | Baker | Grandaire | Primary | 14.3 SEER2 AC / 80% Furnace 70K BTU | 2 | W5A5S24AKAWA | 815 | WFER070B036C | 553 | W5VM24M17XA | 243 | 1611 | 485 | 199.12 | 378 | 2673.12 | 1826.88 | 4500
North Carolina | Baker | Grandaire | Primary | 14.3 SEER2 AC / 80% Furnace 70K BTU | 2.5 | W5A5S30AKAWA | 834 | WFER070B036C | 553 | W5AM30M17XA | 344 | 1731 | 485 | 210.52 | 378 | 2804.52 | 1745.48 | 4550
North Carolina | Baker | Grandaire | Primary | 14.3 SEER2 AC / 80% Furnace 70K BTU | 2.5 | W5A5S30AKAWA | 834 | WFER070B036C | 553 | W5VM30M17XA | 253 | 1640 | 485 | 201.875 | 378 | 2704.875 | 1845.125 | 4550
North Carolina | Baker | Grandaire | Primary | 14.3 SEER2 AC / 80% Furnace 70K BTU | 3 | W5A5S36AKAWA | 910 | WFER070B036C | 553 | W5VM36M17XA | 294 | 1757 | 485 | 212.99 | 378 | 2832.99 | 1842.01 | 4675
North Carolina | Baker | Grandaire | Primary | 14.3 SEER2 AC / 80% Furnace 90K BTU | 3 | W5A5S36AKAWA | 910 | WFER090B042C | 544 | W5VM36M17XA | 294 | 1748 | 485 | 212.135 | 378 | 2823.135 | 1851.865 | 4675
North Carolina | Baker | Grandaire | Primary | 14.3 SEER2 AC / 80% Furnace 90K BTU | 3.5 | W5A5S42AKAWA | 1144 | WFER090C048C | 552 | W5AM42M21XA | 382 | 2078 | 485 | 243.485 | 378 | 3184.485 | 1790.515 | 4975
North Carolina | Baker | Grandaire | Primary | 14.3 SEER2 AC / 80% Furnace 90K BTU | 3.5 | W5A5S42AKAWA | 1144 | WFER090C048C | 552 | W5VM44M21XA | 471 | 2167 | 485 | 251.94 | 378 | 3281.94 | 1693.06 | 4975
North Carolina | Baker | Grandaire | Primary | 14.3 SEER2 AC / 80% Furnace 90K BTU | 4 | W5A5S48AKAWA | 1191 | WFER090C048C | 552 | W5AM48M21XA | 429 | 2172 | 485 | 252.415 | 378 | 3287.415 | 1862.585 | 5150
North Carolina | Baker | Grandaire | Primary | 14.3 SEER2 AC / 80% Furnace 90K BTU | 4 | W5A5S48AKAWA | 1191 | WFER090C048C | 552 | W5VM48M21XA | 476 | 2219 | 485 | 256.88 | 378 | 3338.88 | 1811.12 | 5150
North Carolina | Baker | Grandaire | Primary | 14.3 SEER2 AC / 80% Furnace 90K BTU | 5 | W5A5S60AKAWA | 1374 | WFER090C048C | 552 | W5AM61M21XA | 394 | 2320 | 485 | 266.475 | 378 | 3449.475 | 1850.525 | 5300
North Carolina | Baker | Grandaire | Primary | 14.3 SEER2 AC / 80% Furnace 135K BTU | 5 | W5A5S60AKAWA | 1374 | WFER135D060C | 575 | W5AM60M24XA | 491 | 2440 | 485 | 277.875 | 378 | 3580.875 | 1719.125 | 5300
North Carolina | Baker | Grandaire | Primary | 14.3 SEER2 AC / 80% Furnace 90K BTU | 5 | W5A5S60AKAWA | 1374 | WFER090C048C | 552 | W5VM60M21XA | 516 | 2442 | 485 | 278.065 | 378 | 3583.065 | 1716.935 | 5300
Ohio - Columbus | Habegger | Payne | Primary | 14.3 SEER2 AC / 80% Furnace 45K BTU | 1.5 | PA5SAN51800W | 815 | PG80MSAA42045B | 533 | CVAMA2417XMA | 243 | 1591 | 485 | 197.22 | 378 | 2651.22 | 1848.78 | 4500
Ohio - Columbus | Habegger | Payne | Primary | 14.3 SEER2 AC / 80% Furnace 70K BTU | 2 | PA5SAN52400W | 815 | PG80MSAA36070A | 533 | CVAMA2414XMA | 241 | 1589 | 485 | 197.03 | 378 | 2649.03 | 1850.97 | 4500
Ohio - Columbus | Habegger | Payne | Primary | 14.3 SEER2 AC / 80% Furnace 70K BTU | 2.5 | PA5SAN53000W | 834 | PG80MSAA36070A | 533 | CAAMP3014AMA | 347 | 1714 | 485 | 208.905 | 378 | 2785.905 | 1764.095 | 4550
Ohio - Columbus | Habegger | Payne | Primary | 14.3 SEER2 AC / 80% Furnace 90K BTU | 3 | PA5SAN53600W | 910 | PG80MSAA42090B | 539 | CVAMA3617XMA | 294 | 1743 | 485 | 211.66 | 378 | 2817.66 | 1857.34 | 4675
Ohio - Columbus | Habegger | Payne | Primary | 14.3 SEER2 AC / 80% Furnace 90K BTU | 3.5 | PA5SAN54200W | 1144 | PG80MSAA48090C | 544 | CVAMA4221XMA | 338 | 2026 | 485 | 238.545 | 378 | 3127.545 | 1847.455 | 4975
Ohio - Columbus | Habegger | Payne | Primary | 14.3 SEER2 AC / 80% Furnace 70K BTU | 4 | PA5SAN54800W | 1191 | PG80MSAA48070C | 559 | CAAMP4821AMA | 429 | 2179 | 485 | 253.08 | 378 | 3295.08 | 1854.92 | 5150
Ohio - Columbus | Habegger | Payne | Primary | 14.3 SEER2 AC / 80% Furnace 90K BTU | 5 | PA5SAN56000W | 1374 | PG80MSAA60090C | 552 | CAAMP6121AMA | 394 | 2320 | 485 | 266.475 | 378 | 3449.475 | 1850.525 | 5300
Ohio - North East | Habegger | Day & Night (ICP) | Primary | 13.4+ SEER2 AC / 80% Furnace 70K BTU | 1.5 | R5A4S18AKANA | 823 | N80MSN0701412A | 533 | EAM5X24M14A | 331 | 1687 | 485 | 206.34 | 378 | 2756.34 | 1743.66 | 4500
Ohio - North East | Habegger | Day & Night (ICP) | Primary | 13.4+ SEER2 AC / 80% Furnace 70K BTU | 2 | R5A4S24AKANA | 836 | N80MSN0701412A | 533 | EAM5X24M14A | 331 | 1700 | 485 | 207.575 | 378 | 2770.575 | 1729.425 | 4500
Ohio - North East | Habegger | Day & Night (ICP) | Primary | 13.4+ SEER2 AC / 80% Furnace 70K BTU | 2.5 | R5A4S30AKANA | 872 | N80MSN0701412A | 533 | EVM5X30M17A | 253 | 1658 | 485 | 203.585 | 378 | 2724.585 | 1825.415 | 4550
Ohio - North East | Habegger | Day & Night (ICP) | Primary | 13.4+ SEER2 AC / 80% Furnace 70K BTU | 3 | R5A4S36AKANA | 977 | N80MSN0701412A | 533 | EVM5X36M17A | 294 | 1804 | 485 | 217.455 | 378 | 2884.455 | 1790.545 | 4675
Ohio - North East | Habegger | Day & Night (ICP) | Primary | 13.4+ SEER2 AC / 80% Furnace 70K BTU | 3.5 | R5A4S42AKANA | 1102 | N80MSN0701716A | 553 | EVM5X42M21A | 338 | 1993 | 485 | 235.41 | 378 | 3091.41 | 1883.59 | 4975
Ohio - North East | Habegger | Day & Night (ICP) | Primary | 13.4+ SEER2 AC / 80% Furnace 70K BTU | 4 | R5A4S48AKANA | 1305 | N80MSN0701716A | 553 | EAM5X48M21A | 429 | 2287 | 485 | 263.34 | 378 | 3413.34 | 1736.66 | 5150
Ohio - North East | Habegger | Day & Night (ICP) | Primary | 13.4+ SEER2 AC / 80% Furnace 90K BTU | 5 | R5A4S60AKANA | 1433 | N80MSN0902120A | 552 | EAM5X61M21A | 394 | 2379 | 485 | 272.08 | 378 | 3514.08 | 1785.92 | 5300
Ohio - North East | Habegger | Day & Night (ICP) | Primary | 14.3 SEER2 AC / 80% Furnace 45K BTU | 1.5 | R5A5S18AKAWA | 815 | N80MSN0451412A | 527 | EAM5X24M14A | 331 | 1673 | 485 | 205.01 | 378 | 2741.01 | 1758.99 | 4500
Ohio - North East | Habegger | Day & Night (ICP) | Primary | 14.3 SEER2 AC / 80% Furnace 70K BTU | 2 | R5A5S24AKAWA | 815 | N80MSN0701412A | 533 | EVM5X24M14A | 241 | 1589 | 485 | 197.03 | 378 | 2649.03 | 1850.97 | 4500
Ohio - North East | Habegger | Day & Night (ICP) | Primary | 14.3 SEER2 AC / 80% Furnace 70K BTU | 2.5 | R5A5S30AKAWA | 834 | N80MSN0701712A | 542 | EVM5X30M17A | 253 | 1629 | 485 | 200.83 | 378 | 2692.83 | 1857.17 | 4550
Ohio - North East | Habegger | Day & Night (ICP) | Primary | 14.3 SEER2 AC / 80% Furnace 90K BTU | 3 | R5A5S36AKAWA | 910 | N80MSN0901714A | 539 | EVM5X36M17A | 294 | 1743 | 485 | 211.66 | 378 | 2817.66 | 1857.34 | 4675
Ohio - North East | Habegger | Day & Night (ICP) | Primary | 14.3 SEER2 AC / 80% Furnace 90K BTU | 3.5 | R5A5S42AKAWA | 1144 | N80MSN0902116A | 544 | EVM5X42M21A | 338 | 2026 | 485 | 238.545 | 378 | 3127.545 | 1847.455 | 4975
Ohio - North East | Habegger | Day & Night (ICP) | Primary | 14.3 SEER2 AC / 80% Furnace 110K BTU | 4 | R5A5S48AKAWA | 1191 | N80MSN0702116A | 559 | EAM5X48M21A | 429 | 2179 | 485 | 253.08 | 378 | 3295.08 | 1854.92 | 5150
Ohio - North East | Habegger | Day & Night (ICP) | Primary | 14.3 SEER2 AC / 80% Furnace 90K BTU | 5 | R5A5S60AKAWA | 1374 | N80MSN0902120A | 552 | EAM5X61M21A | 394 | 2320 | 485 | 266.475 | 378 | 3449.475 | 1850.525 | 5300
Ohio - South West | Habegger | Payne | Primary | 14.3 SEER2 AC / 80% Furnace 45K BTU | 1.5 | PA5SAN51800W | 815 | PG80MSAA42045B | 533 | CVAMA2417XMA | 243 | 1591 | 485 | 197.22 | 378 | 2651.22 | 1848.78 | 4500
Ohio - South West | Habegger | Payne | Primary | 14.3 SEER2 AC / 80% Furnace 70K BTU | 2 | PA5SAN52400W | 815 | PG80MSAA36070A | 533 | CVAMA2414XMA | 241 | 1589 | 485 | 197.03 | 378 | 2649.03 | 1850.97 | 4500
Ohio - South West | Habegger | Payne | Primary | 14.3 SEER2 AC / 80% Furnace 70K BTU | 2.5 | PA5SAN53000W | 834 | PG80MSAA36070A | 533 | CAAMP3014AMA | 347 | 1714 | 485 | 208.905 | 378 | 2785.905 | 1764.095 | 4550
Ohio - South West | Habegger | Payne | Primary | 14.3 SEER2 AC / 80% Furnace 90K BTU | 3 | PA5SAN53600W | 910 | PG80MSAA42090B | 539 | CVAMA3617XMA | 294 | 1743 | 485 | 211.66 | 378 | 2817.66 | 1857.34 | 4675
Ohio - South West | Habegger | Payne | Primary | 14.3 SEER2 AC / 80% Furnace 90K BTU | 3.5 | PA5SAN54200W | 1144 | PG80MSAA48090C | 544 | CVAMA4221XMA | 338 | 2026 | 485 | 238.545 | 378 | 3127.545 | 1847.455 | 4975
Ohio - South West | Habegger | Payne | Primary | 14.3 SEER2 AC / 80% Furnace 70K BTU | 4 | PA5SAN54800W | 1191 | PG80MSAA48070C | 559 | CAAMP4821AMA | 429 | 2179 | 485 | 253.08 | 378 | 3295.08 | 1854.92 | 5150
Ohio - South West | Habegger | Payne | Primary | 14.3 SEER2 AC / 80% Furnace 90K BTU | 5 | PA5SAN56000W | 1374 | PG80MSAA60090C | 552 | CAAMP6121AMA | 394 | 2320 | 485 | 266.475 | 378 | 3449.475 | 1850.525 | 5300
Oklahoma | Baker | Grandaire | Primary | 14.3 SEER2 AC / 80% Furnace 45K BTU | 1.5 | W5A5S18AKAWA | 815 | WFER045A036C | 527 | W5AM24M14XA | 331 | 1673 | 485 | 205.01 | 378 | 2741.01 | 1758.99 | 4500
Oklahoma | Baker | Grandaire | Primary | 14.3 SEER2 AC / 80% Furnace 70K BTU | 1.5 | W5A5S18AKAWA | 815 | WFER070B036C | 553 | W5AM24M17XA | 333 | 1701 | 485 | 207.67 | 378 | 2771.67 | 1728.33 | 4500
Oklahoma | Baker | Grandaire | Primary | 14.3 SEER2 AC / 80% Furnace 70K BTU | 1.5 | W5A5S18AKAWA | 815 | WFER070B036C | 553 | W5VM24M17XA | 243 | 1611 | 485 | 199.12 | 378 | 2673.12 | 1826.88 | 4500
Oklahoma | Baker | Grandaire | Primary | 14.3 SEER2 AC / 80% Furnace 45K BTU | 2 | W5A5S24AKAWA | 815 | WFER045A036C | 527 | W5AM24M14XA | 331 | 1673 | 485 | 205.01 | 378 | 2741.01 | 1758.99 | 4500
Oklahoma | Baker | Grandaire | Primary | 14.3 SEER2 AC / 80% Furnace 70K BTU | 2 | W5A5S24AKAWA | 815 | WFER070B036C | 553 | W5AM24M17XA | 333 | 1701 | 485 | 207.67 | 378 | 2771.67 | 1728.33 | 4500
Oklahoma | Baker | Grandaire | Primary | 14.3 SEER2 AC / 80% Furnace 70K BTU | 2 | W5A5S24AKAWA | 815 | WFER070B036C | 553 | W5VM24M17XA | 243 | 1611 | 485 | 199.12 | 378 | 2673.12 | 1826.88 | 4500
Oklahoma | Baker | Grandaire | Primary | 14.3 SEER2 AC / 80% Furnace 70K BTU | 2.5 | W5A5S30AKAWA | 834 | WFER070B036C | 553 | W5AM30M17XA | 344 | 1731 | 485 | 210.52 | 378 | 2804.52 | 1745.48 | 4550
Oklahoma | Baker | Grandaire | Primary | 14.3 SEER2 AC / 80% Furnace 70K BTU | 2.5 | W5A5S30AKAWA | 834 | WFER070B036C | 553 | W5VM30M17XA | 253 | 1640 | 485 | 201.875 | 378 | 2704.875 | 1845.125 | 4550
Oklahoma | Baker | Grandaire | Primary | 14.3 SEER2 AC / 80% Furnace 70K BTU | 3 | W5A5S36AKAWA | 910 | WFER070B036C | 553 | W5VM36M17XA | 294 | 1757 | 485 | 212.99 | 378 | 2832.99 | 1842.01 | 4675
Oklahoma | Baker | Grandaire | Primary | 14.3 SEER2 AC / 80% Furnace 90K BTU | 3 | W5A5S36AKAWA | 910 | WFER090B042C | 544 | W5VM36M17XA | 294 | 1748 | 485 | 212.135 | 378 | 2823.135 | 1851.865 | 4675
Oklahoma | Baker | Grandaire | Primary | 14.3 SEER2 AC / 80% Furnace 90K BTU | 3.5 | W5A5S42AKAWA | 1144 | WFER090C048C | 552 | W5AM42M21XA | 382 | 2078 | 485 | 243.485 | 378 | 3184.485 | 1790.515 | 4975
Oklahoma | Baker | Grandaire | Primary | 14.3 SEER2 AC / 80% Furnace 90K BTU | 3.5 | W5A5S42AKAWA | 1144 | WFER090C048C | 552 | W5VM44M21XA | 471 | 2167 | 485 | 251.94 | 378 | 3281.94 | 1693.06 | 4975
Oklahoma | Baker | Grandaire | Primary | 14.3 SEER2 AC / 80% Furnace 90K BTU | 4 | W5A5S48AKAWA | 1191 | WFER090C048C | 552 | W5AM48M21XA | 429 | 2172 | 485 | 252.415 | 378 | 3287.415 | 1862.585 | 5150
Oklahoma | Baker | Grandaire | Primary | 14.3 SEER2 AC / 80% Furnace 90K BTU | 4 | W5A5S48AKAWA | 1191 | WFER090C048C | 552 | W5VM48M21XA | 476 | 2219 | 485 | 256.88 | 378 | 3338.88 | 1811.12 | 5150
Oklahoma | Baker | Grandaire | Primary | 14.3 SEER2 AC / 80% Furnace 90K BTU | 5 | W5A5S60AKAWA | 1374 | WFER090C048C | 552 | W5AM61M21XA | 394 | 2320 | 485 | 266.475 | 378 | 3449.475 | 1850.525 | 5300
Oklahoma | Baker | Grandaire | Primary | 14.3 SEER2 AC / 80% Furnace 135K BTU | 5 | W5A5S60AKAWA | 1374 | WFER135D060C | 575 | W5AM60M24XA | 491 | 2440 | 485 | 277.875 | 378 | 3580.875 | 1719.125 | 5300
Oklahoma | Baker | Grandaire | Primary | 14.3 SEER2 AC / 80% Furnace 90K BTU | 5 | W5A5S60AKAWA | 1374 | WFER090C048C | 552 | W5VM60M21XA | 516 | 2442 | 485 | 278.065 | 378 | 3583.065 | 1716.935 | 5300
Oregon - West | Ferguson / Airefco | Day & Night | Primary | 13.4+ SEER2 AC / 80% Furnace 70K BTU | 1.5 | R5A4S18AKANA | 823 | N80MSN0701412A | 533 | EAM5X24M14A | 331 | 1687 | 485 | 206.34 | 378 | 2756.34 | 1743.66 | 4500
Oregon - West | Ferguson / Airefco | Day & Night | Primary | 13.4+ SEER2 AC / 80% Furnace 70K BTU | 1.5 | R5A4S18AKANA | 823 | N80MSN0701412A | 533 | EAM5X19M17A | 386 | 1742 | 485 | 211.565 | 378 | 2816.565 | 1683.435 | 4500
Oregon - West | Ferguson / Airefco | Day & Night | Primary | 13.4+ SEER2 AC / 80% Furnace 70K BTU | 2 | R5A4S24AKANA | 836 | N80MSN0701412A | 533 | EAM5X24M14A | 331 | 1700 | 485 | 207.575 | 378 | 2770.575 | 1729.425 | 4500
Oregon - West | Ferguson / Airefco | Day & Night | Primary | 13.4+ SEER2 AC / 80% Furnace 70K BTU | 2 | R5A4S24AKANA | 836 | N80MSN0701712A | 542 | EVM5X24M17A | 243 | 1621 | 485 | 200.07 | 378 | 2684.07 | 1815.93 | 4500
Oregon - West | Ferguson / Airefco | Day & Night | Primary | 13.4+ SEER2 AC / 80% Furnace 70K BTU | 2.5 | R5A4S30AKANA | 872 | N80MSN0701412A | 533 | EVM5X30M17A | 253 | 1658 | 485 | 203.585 | 378 | 2724.585 | 1825.415 | 4550
Oregon - West | Ferguson / Airefco | Day & Night | Primary | 13.4+ SEER2 AC / 80% Furnace 70K BTU | 2.5 | R5A4S30AKANA | 872 | N80MSN0701412A | 533 | EAM5X30M14A | 347 | 1752 | 485 | 212.515 | 378 | 2827.515 | 1722.485 | 4550
Oregon - West | Ferguson / Airefco | Day & Night | Primary | 13.4+ SEER2 AC / 80% Furnace 70K BTU | 3 | R5A4S36AKANA | 977 | N80MSN0701412A | 533 | EVM5X36M17A | 294 | 1804 | 485 | 217.455 | 378 | 2884.455 | 1790.545 | 4675
Oregon - West | Ferguson / Airefco | Day & Night | Primary | 13.4+ SEER2 AC / 80% Furnace 70K BTU | 3 | R5A4S36AKANA | 977 | N80MSN0701412A | 533 | EAM5X36M17A | 374 | 1884 | 485 | 225.055 | 378 | 2972.055 | 1702.945 | 4675
Oregon - West | Ferguson / Airefco | Day & Night | Primary | 13.4+ SEER2 AC / 80% Furnace 70K BTU | 3.5 | R5A4S42AKANA | 1102 | N80MSN0701716A | 553 | EVM5X42M21A | 338 | 1993 | 485 | 235.41 | 378 | 3091.41 | 1883.59 | 4975
Oregon - West | Ferguson / Airefco | Day & Night | Primary | 13.4+ SEER2 AC / 80% Furnace 70K BTU | 3.5 | R5A4S42AKANA | 1102 | N80MSN0701716A | 553 | EAM5X42M21A | 382 | 2037 | 485 | 239.59 | 378 | 3139.59 | 1835.41 | 4975
Oregon - West | Ferguson / Airefco | Day & Night | Primary | 13.4+ SEER2 AC / 80% Furnace 70K BTU | 4 | R5A4S48AKANA | 1305 | N80MSN0701716A | 553 | EAM5X48M21A | 429 | 2287 | 485 | 263.34 | 378 | 3413.34 | 1736.66 | 5150
Oregon - West | Ferguson / Airefco | Day & Night | Primary | 13.4+ SEER2 AC / 80% Furnace 70K BTU | 4 | R5A4S48AKANA | 1305 | N80MSN0701716A | 553 | EVM5X48M21A | 476 | 2334 | 485 | 267.805 | 378 | 3464.805 | 1685.195 | 5150
Oregon - West | Ferguson / Airefco | Day & Night | Primary | 13.4+ SEER2 AC / 80% Furnace 90K BTU | 5 | R5A4S60AKANA | 1433 | N80MSN0902120A | 552 | EAM5X61M21A | 394 | 2379 | 485 | 272.08 | 378 | 3514.08 | 1785.92 | 5300
Oregon - West | Ferguson / Airefco | Day & Night | Primary | 13.4+ SEER2 AC / 80% Furnace 90K BTU | 5 | R5A4S60AKANA | 1433 | N80MSN0902120A | 552 | EAM5X60M24A | 491 | 2476 | 485 | 281.295 | 378 | 3620.295 | 1679.705 | 5300
Pennsylvania - Pittsburgh | Habegger | Comfortmaker (ICP) | Primary | 13.4+ SEER2 AC / 80% Furnace 70K BTU | 1.5 | R5A4S18AKANA | 823 | N80MSN0701412A | 533 | EAM5X24M14A | 331 | 1687 | 485 | 206.34 | 378 | 2756.34 | 1743.66 | 4500
Pennsylvania - Pittsburgh | Habegger | Comfortmaker (ICP) | Primary | 13.4+ SEER2 AC / 80% Furnace 70K BTU | 2 | R5A4S24AKANA | 836 | N80MSN0701412A | 533 | EAM5X24M14A | 331 | 1700 | 485 | 207.575 | 378 | 2770.575 | 1729.425 | 4500
Pennsylvania - Pittsburgh | Habegger | Comfortmaker (ICP) | Primary | 13.4+ SEER2 AC / 80% Furnace 70K BTU | 2.5 | R5A4S30AKANA | 872 | N80MSN0701412A | 533 | EVM5X30M17A | 253 | 1658 | 485 | 203.585 | 378 | 2724.585 | 1825.415 | 4550
Pennsylvania - Pittsburgh | Habegger | Comfortmaker (ICP) | Primary | 13.4+ SEER2 AC / 80% Furnace 70K BTU | 3 | R5A4S36AKANA | 977 | N80MSN0701412A | 533 | EVM5X36M17A | 294 | 1804 | 485 | 217.455 | 378 | 2884.455 | 1790.545 | 4675
Pennsylvania - Pittsburgh | Habegger | Comfortmaker (ICP) | Primary | 13.4+ SEER2 AC / 80% Furnace 70K BTU | 3.5 | R5A4S42AKANA | 1102 | N80MSN0701716A | 553 | EVM5X42M21A | 338 | 1993 | 485 | 235.41 | 378 | 3091.41 | 1883.59 | 4975
Pennsylvania - Pittsburgh | Habegger | Comfortmaker (ICP) | Primary | 13.4+ SEER2 AC / 80% Furnace 70K BTU | 4 | R5A4S48AKANA | 1305 | N80MSN0701716A | 553 | EAM5X48M21A | 429 | 2287 | 485 | 263.34 | 378 | 3413.34 | 1736.66 | 5150
Pennsylvania - Pittsburgh | Habegger | Comfortmaker (ICP) | Primary | 13.4+ SEER2 AC / 80% Furnace 90K BTU | 5 | R5A4S60AKANA | 1433 | N80MSN0902120A | 552 | EAM5X61M21A | 394 | 2379 | 485 | 272.08 | 378 | 3514.08 | 1785.92 | 5300
Pennsylvania - Pittsburgh | Habegger | Comfortmaker (ICP) | Primary | 14.3 SEER2 AC / 80% Furnace 45K BTU | 1.5 | R5A5S18AKAWA | 815 | N80MSN0451412A | 527 | EAM5X24M14A | 331 | 1673 | 485 | 205.01 | 378 | 2741.01 | 1758.99 | 4500
Pennsylvania - Pittsburgh | Habegger | Comfortmaker (ICP) | Primary | 14.3 SEER2 AC / 80% Furnace 70K BTU | 2 | R5A5S24AKAWA | 815 | N80MSN0701412A | 533 | EVM5X24M14A | 241 | 1589 | 485 | 197.03 | 378 | 2649.03 | 1850.97 | 4500
Pennsylvania - Pittsburgh | Habegger | Comfortmaker (ICP) | Primary | 14.3 SEER2 AC / 80% Furnace 70K BTU | 2.5 | R5A5S30AKAWA | 834 | N80MSN0701712A | 542 | EVM5X30M17A | 253 | 1629 | 485 | 200.83 | 378 | 2692.83 | 1857.17 | 4550
Pennsylvania - Pittsburgh | Habegger | Comfortmaker (ICP) | Primary | 14.3 SEER2 AC / 80% Furnace 90K BTU | 3 | R5A5S36AKAWA | 910 | N80MSN0901714A | 539 | EVM5X36M17A | 294 | 1743 | 485 | 211.66 | 378 | 2817.66 | 1857.34 | 4675
Pennsylvania - Pittsburgh | Habegger | Comfortmaker (ICP) | Primary | 14.3 SEER2 AC / 80% Furnace 90K BTU | 3.5 | R5A5S42AKAWA | 1144 | N80MSN0902116A | 544 | EVM5X42M21A | 338 | 2026 | 485 | 238.545 | 378 | 3127.545 | 1847.455 | 4975
Pennsylvania - Pittsburgh | Habegger | Comfortmaker (ICP) | Primary | 14.3 SEER2 AC / 80% Furnace 110K BTU | 4 | R5A5S48AKAWA | 1191 | N80MSN0702116A | 559 | EAM5X48M21A | 429 | 2179 | 485 | 253.08 | 378 | 3295.08 | 1854.92 | 5150
Pennsylvania - Pittsburgh | Habegger | Comfortmaker (ICP) | Primary | 14.3 SEER2 AC / 80% Furnace 90K BTU | 5 | R5A5S60AKAWA | 1374 | N80MSN0902120A | 552 | EAM5X61M21A | 394 | 2320 | 485 | 266.475 | 378 | 3449.475 | 1850.525 | 5300
South Carolina | Baker | Grandaire | Primary | 14.3 SEER2 AC / 80% Furnace 45K BTU | 1.5 | W5A5S18AKAWA | 815 | WFER045A036C | 527 | W5AM24M14XA | 331 | 1673 | 485 | 205.01 | 378 | 2741.01 | 1758.99 | 4500
South Carolina | Baker | Grandaire | Primary | 14.3 SEER2 AC / 80% Furnace 70K BTU | 1.5 | W5A5S18AKAWA | 815 | WFER070B036C | 553 | W5AM24M17XA | 333 | 1701 | 485 | 207.67 | 378 | 2771.67 | 1728.33 | 4500
South Carolina | Baker | Grandaire | Primary | 14.3 SEER2 AC / 80% Furnace 70K BTU | 1.5 | W5A5S18AKAWA | 815 | WFER070B036C | 553 | W5VM24M17XA | 243 | 1611 | 485 | 199.12 | 378 | 2673.12 | 1826.88 | 4500
South Carolina | Baker | Grandaire | Primary | 14.3 SEER2 AC / 80% Furnace 45K BTU | 2 | W5A5S24AKAWA | 815 | WFER045A036C | 527 | W5AM24M14XA | 331 | 1673 | 485 | 205.01 | 378 | 2741.01 | 1758.99 | 4500
South Carolina | Baker | Grandaire | Primary | 14.3 SEER2 AC / 80% Furnace 70K BTU | 2 | W5A5S24AKAWA | 815 | WFER070B036C | 553 | W5AM24M17XA | 333 | 1701 | 485 | 207.67 | 378 | 2771.67 | 1728.33 | 4500
South Carolina | Baker | Grandaire | Primary | 14.3 SEER2 AC / 80% Furnace 70K BTU | 2 | W5A5S24AKAWA | 815 | WFER070B036C | 553 | W5VM24M17XA | 243 | 1611 | 485 | 199.12 | 378 | 2673.12 | 1826.88 | 4500
South Carolina | Baker | Grandaire | Primary | 14.3 SEER2 AC / 80% Furnace 70K BTU | 2.5 | W5A5S30AKAWA | 834 | WFER070B036C | 553 | W5AM30M17XA | 344 | 1731 | 485 | 210.52 | 378 | 2804.52 | 1745.48 | 4550
South Carolina | Baker | Grandaire | Primary | 14.3 SEER2 AC / 80% Furnace 70K BTU | 2.5 | W5A5S30AKAWA | 834 | WFER070B036C | 553 | W5VM30M17XA | 253 | 1640 | 485 | 201.875 | 378 | 2704.875 | 1845.125 | 4550
South Carolina | Baker | Grandaire | Primary | 14.3 SEER2 AC / 80% Furnace 70K BTU | 3 | W5A5S36AKAWA | 910 | WFER070B036C | 553 | W5VM36M17XA | 294 | 1757 | 485 | 212.99 | 378 | 2832.99 | 1842.01 | 4675
South Carolina | Baker | Grandaire | Primary | 14.3 SEER2 AC / 80% Furnace 90K BTU | 3 | W5A5S36AKAWA | 910 | WFER090B042C | 544 | W5VM36M17XA | 294 | 1748 | 485 | 212.135 | 378 | 2823.135 | 1851.865 | 4675
South Carolina | Baker | Grandaire | Primary | 14.3 SEER2 AC / 80% Furnace 90K BTU | 3.5 | W5A5S42AKAWA | 1144 | WFER090C048C | 552 | W5AM42M21XA | 382 | 2078 | 485 | 243.485 | 378 | 3184.485 | 1790.515 | 4975
South Carolina | Baker | Grandaire | Primary | 14.3 SEER2 AC / 80% Furnace 90K BTU | 3.5 | W5A5S42AKAWA | 1144 | WFER090C048C | 552 | W5VM44M21XA | 471 | 2167 | 485 | 251.94 | 378 | 3281.94 | 1693.06 | 4975
South Carolina | Baker | Grandaire | Primary | 14.3 SEER2 AC / 80% Furnace 90K BTU | 4 | W5A5S48AKAWA | 1191 | WFER090C048C | 552 | W5AM48M21XA | 429 | 2172 | 485 | 252.415 | 378 | 3287.415 | 1862.585 | 5150
South Carolina | Baker | Grandaire | Primary | 14.3 SEER2 AC / 80% Furnace 90K BTU | 4 | W5A5S48AKAWA | 1191 | WFER090C048C | 552 | W5VM48M21XA | 476 | 2219 | 485 | 256.88 | 378 | 3338.88 | 1811.12 | 5150
South Carolina | Baker | Grandaire | Primary | 14.3 SEER2 AC / 80% Furnace 90K BTU | 5 | W5A5S60AKAWA | 1374 | WFER090C048C | 552 | W5AM61M21XA | 394 | 2320 | 485 | 266.475 | 378 | 3449.475 | 1850.525 | 5300
South Carolina | Baker | Grandaire | Primary | 14.3 SEER2 AC / 80% Furnace 135K BTU | 5 | W5A5S60AKAWA | 1374 | WFER135D060C | 575 | W5AM60M24XA | 491 | 2440 | 485 | 277.875 | 378 | 3580.875 | 1719.125 | 5300
South Carolina | Baker | Grandaire | Primary | 14.3 SEER2 AC / 80% Furnace 90K BTU | 5 | W5A5S60AKAWA | 1374 | WFER090C048C | 552 | W5VM60M21XA | 516 | 2442 | 485 | 278.065 | 378 | 3583.065 | 1716.935 | 5300
Tennessee - All Markets | Habegger | Tempstar (ICP) | Primary | 13.4+ SEER2 AC / 80% Furnace 70K BTU | 1.5 | R5A4S18AKANA | 823 | N80MSN0701412A | 533 | EAM5X24M14A | 331 | 1687 | 485 | 206.34 | 378 | 2756.34 | 1743.66 | 4500
Tennessee - All Markets | Habegger | Tempstar (ICP) | Primary | 13.4+ SEER2 AC / 80% Furnace 70K BTU | 2 | R5A4S24AKANA | 836 | N80MSN0701412A | 533 | EVM5X24M17A | 243 | 1612 | 485 | 199.215 | 378 | 2674.215 | 1825.785 | 4500
Tennessee - All Markets | Habegger | Tempstar (ICP) | Primary | 13.4+ SEER2 AC / 80% Furnace 70K BTU | 2.5 | R5A4S30AKANA | 872 | N80MSN0701412A | 533 | EAM5X30M14A | 347 | 1752 | 485 | 212.515 | 378 | 2827.515 | 1722.485 | 4550
Tennessee - All Markets | Habegger | Tempstar (ICP) | Primary | 13.4+ SEER2 AC / 80% Furnace 70K BTU | 3 | R5A4S36AKANA | 977 | N80MSN0701412A | 533 | EVM5X36M17A | 294 | 1804 | 485 | 217.455 | 378 | 2884.455 | 1790.545 | 4675
Tennessee - All Markets | Habegger | Tempstar (ICP) | Primary | 13.4+ SEER2 AC / 80% Furnace 70K BTU | 3.5 | R5A4S42AKANA | 1102 | N80MSN0701716A | 553 | EVM5X42M21A | 338 | 1993 | 485 | 235.41 | 378 | 3091.41 | 1883.59 | 4975
Tennessee - All Markets | Habegger | Tempstar (ICP) | Primary | 13.4+ SEER2 AC / 80% Furnace 70K BTU | 4 | R5A4S48AKANA | 1305 | N80MSN0701716A | 553 | EAM5X48M21A | 429 | 2287 | 485 | 263.34 | 378 | 3413.34 | 1736.66 | 5150
Tennessee - All Markets | Habegger | Tempstar (ICP) | Primary | 13.4+ SEER2 AC / 80% Furnace 90K BTU | 5 | R5A4S60AKANA | 1433 | N80MSN0902120A | 552 | EAM5X61M21A | 394 | 2379 | 485 | 272.08 | 378 | 3514.08 | 1785.92 | 5300
Tennessee - Memphis | Sanders | Tempstar (ICP) | Primary | 13.4+ SEER2 AC / 80% Furnace 70K BTU | 1.5 | R5A4S18AKANA | 823 | N80MSN0701412A | 533 | EAM5X24M14A | 331 | 1687 | 485 | 206.34 | 378 | 2756.34 | 1743.66 | 4500
Tennessee - Memphis | Sanders | Tempstar (ICP) | Primary | 13.4+ SEER2 AC / 80% Furnace 70K BTU | 1.5 | R5A4S18AKANA | 823 | N80MSN0701412A | 533 | EAM5X19M17A | 386 | 1742 | 485 | 211.565 | 378 | 2816.565 | 1683.435 | 4500
Tennessee - Memphis | Sanders | Tempstar (ICP) | Primary | 13.4+ SEER2 AC / 80% Furnace 70K BTU | 2 | R5A4S24AKANA | 836 | N80MSN0701412A | 533 | EAM5X24M14A | 331 | 1700 | 485 | 207.575 | 378 | 2770.575 | 1729.425 | 4500
Tennessee - Memphis | Sanders | Tempstar (ICP) | Primary | 13.4+ SEER2 AC / 80% Furnace 70K BTU | 2 | R5A4S24AKANA | 836 | N80MSN0701412A | 533 | EVM5X24M17A | 243 | 1612 | 485 | 199.215 | 378 | 2674.215 | 1825.785 | 4500
Tennessee - Memphis | Sanders | Tempstar (ICP) | Primary | 13.4+ SEER2 AC / 80% Furnace 70K BTU | 2.5 | R5A4S30AKANA | 872 | N80MSN0701412A | 533 | EAM5X30M14A | 347 | 1752 | 485 | 212.515 | 378 | 2827.515 | 1722.485 | 4550
Tennessee - Memphis | Sanders | Tempstar (ICP) | Primary | 13.4+ SEER2 AC / 80% Furnace 70K BTU | 2.5 | R5A4S30AKANA | 872 | N80MSN0701412A | 533 | EVM5X30M17A | 253 | 1658 | 485 | 203.585 | 378 | 2724.585 | 1825.415 | 4550
Tennessee - Memphis | Sanders | Tempstar (ICP) | Primary | 13.4+ SEER2 AC / 80% Furnace 70K BTU | 3 | R5A4S36AKANA | 977 | N80MSN0701412A | 533 | EVM5X36M17A | 294 | 1804 | 485 | 217.455 | 378 | 2884.455 | 1790.545 | 4675
Tennessee - Memphis | Sanders | Tempstar (ICP) | Primary | 13.4+ SEER2 AC / 80% Furnace 70K BTU | 3.5 | R5A4S42AKANA | 1102 | N80MSN0701716A | 553 | EVM5X42M21A | 338 | 1993 | 485 | 235.41 | 378 | 3091.41 | 1883.59 | 4975
Tennessee - Memphis | Sanders | Tempstar (ICP) | Primary | 13.4+ SEER2 AC / 80% Furnace 70K BTU | 3.5 | R5A4S42AKANA | 1102 | N80MSN0701716A | 553 | EAM5X42M21A | 382 | 2037 | 485 | 239.59 | 378 | 3139.59 | 1835.41 | 4975
Tennessee - Memphis | Sanders | Tempstar (ICP) | Primary | 13.4+ SEER2 AC / 80% Furnace 70K BTU | 4 | R5A4S48AKANA | 1305 | N80MSN0701716A | 553 | EAM5X48M21A | 429 | 2287 | 485 | 263.34 | 378 | 3413.34 | 1736.66 | 5150
Tennessee - Memphis | Sanders | Tempstar (ICP) | Primary | 13.4+ SEER2 AC / 80% Furnace 70K BTU | 4 | R5A4S48AKANA | 1305 | N80MSN0701716A | 553 | EVM5X48M21A | 476 | 2334 | 485 | 267.805 | 378 | 3464.805 | 1685.195 | 5150
Tennessee - Memphis | Sanders | Tempstar (ICP) | Primary | 13.4+ SEER2 AC / 80% Furnace 90K BTU | 5 | R5A4S60AKANA | 1433 | N80MSN0902120A | 552 | EAM5X61M21A | 394 | 2379 | 485 | 272.08 | 378 | 3514.08 | 1785.92 | 5300
Tennessee - Memphis | Sanders | Tempstar (ICP) | Primary | 13.4+ SEER2 AC / 80% Furnace 90K BTU | 5 | R5A4S60AKANA | 1433 | N80MSN0902120A | 552 | EAM5X60M24A | 491 | 2476 | 485 | 281.295 | 378 | 3620.295 | 1679.705 | 5300
Texas - Central | Robert Madden | Day & Night (ICP) | Primary | 14.3 SEER2 AC / 80% Furnace 45K BTU | 1.5 | R5A5S18AKAWA | 815 | N80MSN0451412A | 527 | EAM5X24M14A | 331 | 1673 | 485 | 205.01 | 378 | 2741.01 | 1758.99 | 4500
Texas - Central | Robert Madden | Day & Night (ICP) | Primary | 14.3 SEER2 AC / 80% Furnace 70K BTU | 2 | R5A5S24AKAWA | 815 | N80MSN0701412A | 533 | EVM5X24M14A | 241 | 1589 | 485 | 197.03 | 378 | 2649.03 | 1850.97 | 4500
Texas - Central | Robert Madden | Day & Night (ICP) | Primary | 14.3 SEER2 AC / 80% Furnace 70K BTU | 2.5 | R5A5S30AKAWA | 834 | N80MSN0701412A | 533 | EVM5X30M17A | 253 | 1620 | 485 | 199.975 | 378 | 2682.975 | 1867.025 | 4550
Texas - Central | Robert Madden | Day & Night (ICP) | Primary | 14.3 SEER2 AC / 80% Furnace 70K BTU | 2.5 | R5A5S30AKAWA | 834 | N80MSN0701712A | 542 | EVM5X30M17A | 253 | 1629 | 485 | 200.83 | 378 | 2692.83 | 1857.17 | 4550
Texas - Central | Robert Madden | Day & Night (ICP) | Primary | 14.3 SEER2 AC / 80% Furnace 90K BTU | 3 | R5A5S36AKAWA | 910 | N80MSN0901714A | 539 | EVM5X36M17A | 294 | 1743 | 485 | 211.66 | 378 | 2817.66 | 1857.34 | 4675
Texas - Central | Robert Madden | Day & Night (ICP) | Primary | 14.3 SEER2 AC / 80% Furnace 90K BTU | 3.5 | R5A5S42AKAWA | 1144 | N80MSN0902116A | 544 | EVM5X42M21A | 338 | 2026 | 485 | 238.545 | 378 | 3127.545 | 1847.455 | 4975
Texas - Central | Robert Madden | Day & Night (ICP) | Primary | 14.3 SEER2 AC / 80% Furnace 90K BTU | 3.5 | R5A5S42AKAWA | 1144 | N80MSN0902116A | 544 | EVM5X42M21A | 338 | 2026 | 485 | 238.545 | 378 | 3127.545 | 1847.455 | 4975
Texas - Central | Robert Madden | Day & Night (ICP) | Primary | 14.3 SEER2 AC / 80% Furnace 90K BTU | 4 | R5A5S48AKAWA | 1191 | N80MSN0702116A | 559 | EAM5X48M21A | 429 | 2179 | 485 | 253.08 | 378 | 3295.08 | 1854.92 | 5150
Texas - Central | Robert Madden | Day & Night (ICP) | Primary | 14.3 SEER2 AC / 80% Furnace 90K BTU | 4 | R5A5S48AKAWA | 1191 | N80MSN0702116A | 559 | EAM5X48M21A | 429 | 2179 | 485 | 253.08 | 378 | 3295.08 | 1854.92 | 5150
Texas - Central | Robert Madden | Day & Night (ICP) | Primary | 14.3 SEER2 AC / 80% Furnace 90K BTU | 5 | R5A5S60AKAWA | 1374 | N80MSN0902120A | 552 | EAM5X61M21A | 394 | 2320 | 485 | 266.475 | 378 | 3449.475 | 1850.525 | 5300
Texas - Central | Robert Madden | Day & Night (ICP) | Primary | 14.3 SEER2 AC / 80% Furnace 90K BTU | 5 | R5A5S60AKAWA | 1374 | N80MSN0902120A | 552 | EAM5X61M21A | 394 | 2320 | 485 | 266.475 | 378 | 3449.475 | 1850.525 | 5300
Texas - West | Robert Madden | Payne | Primary | 14.3 SEER2 AC / 80% Furnace 45K BTU | 1.5 | PA5SAN51800W | 815 | PG80MSAA42045B | 533 | CVAMA2417XMA | 243 | 1591 | 485 | 197.22 | 378 | 2651.22 | 1848.78 | 4500
Texas - West | Robert Madden | Payne | Primary | 14.3 SEER2 AC / 80% Furnace 70K BTU | 2 | PA5SAN52400W | 815 | PG80MSAA36070A | 533 | CVAMA2414XMA | 241 | 1589 | 485 | 197.03 | 378 | 2649.03 | 1850.97 | 4500
Texas - West | Robert Madden | Payne | Primary | 14.3 SEER2 AC / 80% Furnace 70K BTU | 2.5 | PA5SAN53000W | 834 | PG80MSAA36070A | 533 | CAAMP3014AMA | 347 | 1714 | 485 | 208.905 | 378 | 2785.905 | 1764.095 | 4550
Texas - West | Robert Madden | Payne | Primary | 14.3 SEER2 AC / 80% Furnace 90K BTU | 3 | PA5SAN53600W | 910 | PG80MSAA42090B | 539 | CVAMA3617XMA | 294 | 1743 | 485 | 211.66 | 378 | 2817.66 | 1857.34 | 4675
Texas - West | Robert Madden | Payne | Primary | 14.3 SEER2 AC / 80% Furnace 90K BTU | 3.5 | PA5SAN54200W | 1144 | PG80MSAA48090C | 544 | CVAMA4221XMA | 338 | 2026 | 485 | 238.545 | 378 | 3127.545 | 1847.455 | 4975
Texas - West | Robert Madden | Payne | Primary | 14.3 SEER2 AC / 80% Furnace 70K BTU | 4 | PA5SAN54800W | 1191 | PG80MSAA48070C | 559 | CAAMP4821AMA | 429 | 2179 | 485 | 253.08 | 378 | 3295.08 | 1854.92 | 5150
Texas - West | Robert Madden | Payne | Primary | 14.3 SEER2 AC / 80% Furnace 90K BTU | 5 | PA5SAN56000W | 1374 | PG80MSAA60090C | 552 | CAAMP6121AMA | 394 | 2320 | 485 | 266.475 | 378 | 3449.475 | 1850.525 | 5300
Virginia | Baker | Grandaire | Primary | 14.3 SEER2 AC / 80% Furnace 45K BTU | 1.5 | W5A5S18AKAWA | 815 | WFER045A036C | 527 | W5AM24M14XA | 331 | 1673 | 485 | 205.01 | 378 | 2741.01 | 1758.99 | 4500
Virginia | Baker | Grandaire | Primary | 14.3 SEER2 AC / 80% Furnace 70K BTU | 1.5 | W5A5S18AKAWA | 815 | WFER070B036C | 553 | W5AM24M17XA | 333 | 1701 | 485 | 207.67 | 378 | 2771.67 | 1728.33 | 4500
Virginia | Baker | Grandaire | Primary | 14.3 SEER2 AC / 80% Furnace 70K BTU | 1.5 | W5A5S18AKAWA | 815 | WFER070B036C | 553 | W5VM24M17XA | 243 | 1611 | 485 | 199.12 | 378 | 2673.12 | 1826.88 | 4500
Virginia | Baker | Grandaire | Primary | 14.3 SEER2 AC / 80% Furnace 45K BTU | 2 | W5A5S24AKAWA | 815 | WFER045A036C | 527 | W5AM24M14XA | 331 | 1673 | 485 | 205.01 | 378 | 2741.01 | 1758.99 | 4500
Virginia | Baker | Grandaire | Primary | 14.3 SEER2 AC / 80% Furnace 70K BTU | 2 | W5A5S24AKAWA | 815 | WFER070B036C | 553 | W5AM24M17XA | 333 | 1701 | 485 | 207.67 | 378 | 2771.67 | 1728.33 | 4500
Virginia | Baker | Grandaire | Primary | 14.3 SEER2 AC / 80% Furnace 70K BTU | 2 | W5A5S24AKAWA | 815 | WFER070B036C | 553 | W5VM24M17XA | 243 | 1611 | 485 | 199.12 | 378 | 2673.12 | 1826.88 | 4500
Virginia | Baker | Grandaire | Primary | 14.3 SEER2 AC / 80% Furnace 70K BTU | 2.5 | W5A5S30AKAWA | 834 | WFER070B036C | 553 | W5AM30M17XA | 344 | 1731 | 485 | 210.52 | 378 | 2804.52 | 1745.48 | 4550
Virginia | Baker | Grandaire | Primary | 14.3 SEER2 AC / 80% Furnace 70K BTU | 2.5 | W5A5S30AKAWA | 834 | WFER070B036C | 553 | W5VM30M17XA | 253 | 1640 | 485 | 201.875 | 378 | 2704.875 | 1845.125 | 4550
Virginia | Baker | Grandaire | Primary | 14.3 SEER2 AC / 80% Furnace 70K BTU | 3 | W5A5S36AKAWA | 910 | WFER070B036C | 553 | W5VM36M17XA | 294 | 1757 | 485 | 212.99 | 378 | 2832.99 | 1842.01 | 4675
Virginia | Baker | Grandaire | Primary | 14.3 SEER2 AC / 80% Furnace 90K BTU | 3 | W5A5S36AKAWA | 910 | WFER090B042C | 544 | W5VM36M17XA | 294 | 1748 | 485 | 212.135 | 378 | 2823.135 | 1851.865 | 4675
Virginia | Baker | Grandaire | Primary | 14.3 SEER2 AC / 80% Furnace 90K BTU | 3.5 | W5A5S42AKAWA | 1144 | WFER090C048C | 552 | W5AM42M21XA | 382 | 2078 | 485 | 243.485 | 378 | 3184.485 | 1790.515 | 4975
Virginia | Baker | Grandaire | Primary | 14.3 SEER2 AC / 80% Furnace 90K BTU | 3.5 | W5A5S42AKAWA | 1144 | WFER090C048C | 552 | W5VM44M21XA | 471 | 2167 | 485 | 251.94 | 378 | 3281.94 | 1693.06 | 4975
Virginia | Baker | Grandaire | Primary | 14.3 SEER2 AC / 80% Furnace 90K BTU | 4 | W5A5S48AKAWA | 1191 | WFER090C048C | 552 | W5AM48M21XA | 429 | 2172 | 485 | 252.415 | 378 | 3287.415 | 1862.585 | 5150
Virginia | Baker | Grandaire | Primary | 14.3 SEER2 AC / 80% Furnace 90K BTU | 4 | W5A5S48AKAWA | 1191 | WFER090C048C | 552 | W5VM48M21XA | 476 | 2219 | 485 | 256.88 | 378 | 3338.88 | 1811.12 | 5150
Virginia | Baker | Grandaire | Primary | 14.3 SEER2 AC / 80% Furnace 90K BTU | 5 | W5A5S60AKAWA | 1374 | WFER090C048C | 552 | W5AM61M21XA | 394 | 2320 | 485 | 266.475 | 378 | 3449.475 | 1850.525 | 5300
Virginia | Baker | Grandaire | Primary | 14.3 SEER2 AC / 80% Furnace 135K BTU | 5 | W5A5S60AKAWA | 1374 | WFER135D060C | 575 | W5AM60M24XA | 491 | 2440 | 485 | 277.875 | 378 | 3580.875 | 1719.125 | 5300
Virginia | Baker | Grandaire | Primary | 14.3 SEER2 AC / 80% Furnace 90K BTU | 5 | W5A5S60AKAWA | 1374 | WFER090C048C | 552 | W5VM60M21XA | 516 | 2442 | 485 | 278.065 | 378 | 3583.065 | 1716.935 | 5300
Washington | Ferguson / Airefco | Day & Night | Primary | 13.4+ SEER2 AC / 80% Furnace 70K BTU | 1.5 | R5A4S18AKANA | 823 | N80MSN0701412A | 533 | EAM5X24M14A | 331 | 1687 | 485 | 206.34 | 378 | 2756.34 | 1743.66 | 4500
Washington | Ferguson / Airefco | Day & Night | Primary | 13.4+ SEER2 AC / 80% Furnace 70K BTU | 1.5 | R5A4S18AKANA | 823 | N80MSN0701412A | 533 | EAM5X19M17A | 386 | 1742 | 485 | 211.565 | 378 | 2816.565 | 1683.435 | 4500
Washington | Ferguson / Airefco | Day & Night | Primary | 13.4+ SEER2 AC / 80% Furnace 70K BTU | 2 | R5A4S24AKANA | 836 | N80MSN0701412A | 533 | EAM5X24M14A | 331 | 1700 | 485 | 207.575 | 378 | 2770.575 | 1729.425 | 4500
Washington | Ferguson / Airefco | Day & Night | Primary | 13.4+ SEER2 AC / 80% Furnace 70K BTU | 2 | R5A4S24AKANA | 836 | N80MSN0701712A | 542 | EVM5X24M17A | 243 | 1621 | 485 | 200.07 | 378 | 2684.07 | 1815.93 | 4500
Washington | Ferguson / Airefco | Day & Night | Primary | 13.4+ SEER2 AC / 80% Furnace 70K BTU | 2.5 | R5A4S30AKANA | 872 | N80MSN0701412A | 533 | EVM5X30M17A | 253 | 1658 | 485 | 203.585 | 378 | 2724.585 | 1825.415 | 4550
Washington | Ferguson / Airefco | Day & Night | Primary | 13.4+ SEER2 AC / 80% Furnace 70K BTU | 2.5 | R5A4S30AKANA | 872 | N80MSN0701412A | 533 | EAM5X30M14A | 347 | 1752 | 485 | 212.515 | 378 | 2827.515 | 1722.485 | 4550
Washington | Ferguson / Airefco | Day & Night | Primary | 13.4+ SEER2 AC / 80% Furnace 70K BTU | 3 | R5A4S36AKANA | 977 | N80MSN0701412A | 533 | EVM5X36M17A | 294 | 1804 | 485 | 217.455 | 378 | 2884.455 | 1790.545 | 4675
Washington | Ferguson / Airefco | Day & Night | Primary | 13.4+ SEER2 AC / 80% Furnace 70K BTU | 3 | R5A4S36AKANA | 977 | N80MSN0701412A | 533 | EAM5X36M17A | 374 | 1884 | 485 | 225.055 | 378 | 2972.055 | 1702.945 | 4675
Washington | Ferguson / Airefco | Day & Night | Primary | 13.4+ SEER2 AC / 80% Furnace 70K BTU | 3.5 | R5A4S42AKANA | 1102 | N80MSN0701716A | 553 | EVM5X42M21A | 338 | 1993 | 485 | 235.41 | 378 | 3091.41 | 1883.59 | 4975
Washington | Ferguson / Airefco | Day & Night | Primary | 13.4+ SEER2 AC / 80% Furnace 70K BTU | 3.5 | R5A4S42AKANA | 1102 | N80MSN0701716A | 553 | EAM5X42M21A | 382 | 2037 | 485 | 239.59 | 378 | 3139.59 | 1835.41 | 4975
Washington | Ferguson / Airefco | Day & Night | Primary | 13.4+ SEER2 AC / 80% Furnace 70K BTU | 4 | R5A4S48AKANA | 1305 | N80MSN0701716A | 553 | EAM5X48M21A | 429 | 2287 | 485 | 263.34 | 378 | 3413.34 | 1736.66 | 5150
Washington | Ferguson / Airefco | Day & Night | Primary | 13.4+ SEER2 AC / 80% Furnace 70K BTU | 4 | R5A4S48AKANA | 1305 | N80MSN0701716A | 553 | EVM5X48M21A | 476 | 2334 | 485 | 267.805 | 378 | 3464.805 | 1685.195 | 5150
Washington | Ferguson / Airefco | Day & Night | Primary | 13.4+ SEER2 AC / 80% Furnace 90K BTU | 5 | R5A4S60AKANA | 1433 | N80MSN0902120A | 552 | EAM5X61M21A | 394 | 2379 | 485 | 272.08 | 378 | 3514.08 | 1785.92 | 5300
Washington | Ferguson / Airefco | Day & Night | Primary | 13.4+ SEER2 AC / 80% Furnace 90K BTU | 5 | R5A4S60AKANA | 1433 | N80MSN0902120A | 552 | EAM5X60M24A | 491 | 2476 | 485 | 281.295 | 378 | 3620.295 | 1679.705 | 5300

## Heat Pump System
HVAC Matchup Breakdown
| Labor Includes the Following: | [7 empty] | Items not Included with Full Installations: | [6 empty] | Price
| Scheduling City or County Inspections (Permit Costs Not Included) | [7 empty] | Permit Fees | [6 empty] | Priced Per Job
| All Required Workers Comp & Liability Insurance | [7 empty] | Ductwork Replacement and Modifications | [6 empty] | Reference Duct-Plenum SOW
| Direct Labor Costs to Complete the Installation | [7 empty] | Crane Rental for Roof Mounted Package Units | [6 empty] | Priced Per Job
| Indirect Labor & Overhead Costs such as AP, AR & Job Management | [7 empty] | Low NOx Emission Regulation Fee <-- For California Furnace Partial and Full Installs | [6 empty] | 150
| Average Tax Rate |  | 0.095 | [5 empty] | HERS & CHEERS Rating Fee <-- For California Install (Price ranges from $150.00 - $300.00) | [6 empty] | Priced Per Job
[9 empty] | Roof Brackets/Curbs for roof Mounted Package Units | [6 empty] | Priced Per Job
[9 empty] | Gable Mount Engineering for Package Units Required by Code <--Central & South Florida | [6 empty] | 750
[9 empty] | Complete Drawing and Mechanical Design Submittals for Permitting | [6 empty] | 350
[9 empty] | Removal and Reinstallation of Attic Access Panels or Staircases | [6 empty] | (Repairs Completed by the GC)
$435 Material Pricing includes the following (as needed):
Region | Distributor | Brand | Guide | Matchup | Tonnage | Heat Pump | Price | Air Handler | Price | Heat Kit | Price | Total Equipment | Avg Material Price | Avg Sales Tax | Warranty | Sub Total | Labor | SOW Price | Heat Pump Split System Materials
Alabama | Mingledorffs | Weathermaker | Primary | 14.3 SEER2 HP | 1.5 | PH5SAN51800A | 973 | PF5MNXA18L00 | 559 | KFFEH0501N05 | 78 | 1610 | 435 | 194.275 | 453 | 2692.275 | 1757.725 | 4450 | Digital 2/1 Thermostat
Alabama | Mingledorffs | Weathermaker | Primary | 14.3 SEER2 HP | 2 | PH5SAN52400A | 1006 | PF5MNXB24L00 | 559 | KFFEH0501N05 | 78 | 1643 | 435 | 197.41 | 453 | 2728.41 | 1751.59 | 4480 | Supply Plenum
Alabama | Mingledorffs | Weathermaker | Primary | 14.3 SEER2 HP | 2.5 | PH5SAN53000A | 1133 | PF5MNXB30L00 | 589 | KFFEH0801N08 | 106 | 1828 | 435 | 214.985 | 453 | 2930.985 | 1749.015 | 4680 | Return Plenum (Includes Filter Rack if Needed)
Alabama | Mingledorffs | Weathermaker | Primary | 14.3 SEER2 HP | 3 | PH5SAN53600A | 1314 | PF5MNXB36L00 | 610 | KFFEH0901N10 | 107 | 2031 | 435 | 234.27 | 453 | 3153.27 | 1751.73 | 4905 | Air Filter
Alabama | Mingledorffs | Weathermaker | Primary | 14.3 SEER2 HP | 3.5 | PH5SAN54200A | 1443 | PF5MNXC42L00 | 634 | KFFEH0901N10 | 107 | 2184 | 435 | 248.805 | 453 | 3320.805 | 1884.195 | 5205 | Ductwork Transition Material
Alabama | Mingledorffs | Weathermaker | Primary | 14.3 SEER2 HP | 4 | PH5SAN54800A | 1445 | PF5MNXC48L00 | 693 | KFFEH3001F15 | 199 | 2337 | 435 | 263.34 | 453 | 3488.34 | 1781.66 | 5270 | Outdoor Unit Pad
Alabama | Mingledorffs | Weathermaker | Primary | 14.3 SEER2 HP | 5 | PH5SAN56000A | 1758 | PF5MNXD60L00 | 693 | KFFEH3001F15 | 199 | 2650 | 435 | 293.075 | 453 | 3831.075 | 1793.925 | 5625 | 30x60 Emergency Drain Pan
Arizona | Sigler | Payne | Primary | 14.3 SEER2 HP | 1.5 | PH5SAN51800A | 973 | PF5MNXA18L00 | 559 | KFFEH0501N05 | 78 | 1610 | 435 | 194.275 | 453 | 2692.275 | 1757.725 | 4450 | 240V Whip & 240V Disconnect
Arizona | Sigler | Payne | Primary | 14.3 SEER2 HP | 2 | PH5SAN52400A | 1006 | PF5MNXB24L00 | 559 | KFFEH0501N05 | 78 | 1643 | 435 | 197.41 | 453 | 2728.41 | 1751.59 | 4480 | PVC Drain Material
Arizona | Sigler | Payne | Primary | 14.3 SEER2 HP | 2.5 | PH5SAN53000A | 1133 | PF5MNXB30L00 | 589 | KFFEH0801N08 | 106 | 1828 | 435 | 214.985 | 453 | 2930.985 | 1749.015 | 4680 | Condensation Pump
Arizona | Sigler | Payne | Primary | 14.3 SEER2 HP | 3 | PH5SAN53600A | 1314 | PF5MNXB36L00 | 610 | KFFEH0901N10 | 107 | 2031 | 435 | 234.27 | 453 | 3153.27 | 1751.73 | 4905 | Clear Tubing
Arizona | Sigler | Payne | Primary | 14.3 SEER2 HP | 3.5 | PH5SAN54200A | 1443 | PF5MNXC42L00 | 634 | KFFEH3101C15 | 240 | 2317 | 435 | 261.44 | 453 | 3466.44 | 1738.56 | 5205 | Armaflex (~10ft)
Arizona | Sigler | Payne | Primary | 14.3 SEER2 HP | 4 | PH5SAN54800A | 1445 | PF5MNXC48L00 | 693 | KFFEH3101C15 | 240 | 2378 | 435 | 267.235 | 453 | 3533.235 | 1736.765 | 5270 | 1 Safety Switch for Emergency Pan
Arizona | Sigler | Payne | Primary | 14.3 SEER2 HP | 5 | PH5SAN56000A | 1758 | PF5MNXD60L00 | 693 | KFFEH3101C15 | 240 | 2691 | 435 | 296.97 | 453 | 3875.97 | 1749.03 | 5625 | Double Wall Flue Pipe Connectors
Colorado | Lohmiller | Payne | Primary | 14.3 SEER2 HP | 1.5 | PH5SAN51800A | 973 | PF5MNXA18L00 | 559 | KFFEH2401C05 | 118 | 1650 | 435 | 198.075 | 453 | 2736.075 | 1713.925 | 4450 | Refrigerant Piping (~5ft)
Colorado | Lohmiller | Payne | Primary | 14.3 SEER2 HP | 1.5 | PH5SAN51800A | 973 | PF5MNXA18L00 | 559 | KFFEH2501C08 | 141 | 1673 | 435 | 200.26 | 453 | 2761.26 | 1688.74 | 4450 | Pipe Fittings
Colorado | Lohmiller | Payne | Primary | 14.3 SEER2 HP | 2 | PH5SAN52400A | 1006 | PF5MNXB24L00 | 559 | KFFEH2401C05 | 118 | 1683 | 435 | 201.21 | 453 | 2772.21 | 1707.79 | 4480 | TXV
Colorado | Lohmiller | Payne | Primary | 14.3 SEER2 HP | 2 | PH5SAN52400A | 1006 | PF5MNXB24L00 | 559 | KFFEH2501C08 | 141 | 1706 | 435 | 203.395 | 453 | 2797.395 | 1682.605 | 4480 | Rx11 Flush
Colorado | Lohmiller | Payne | Primary | 14.3 SEER2 HP | 2 | PH5SAN52400A | 1006 | PF5MNXB24L00 | 559 | KFFEH2501C08 | 141 | 1706 | 435 | 203.395 | 453 | 2797.395 | 1682.605 | 4480 | Nitrogen Gas
Colorado | Lohmiller | Payne | Primary | 14.3 SEER2 HP | 2.5 | PH5SAN53000A | 1133 | PF5MNXB30L00 | 589 | KFFEH2501C08 | 141 | 1863 | 435 | 218.31 | 453 | 2969.31 | 1710.69 | 4680 | Brazing Rods (~2)
Colorado | Lohmiller | Payne | Primary | 14.3 SEER2 HP | 2.5 | PH5SAN53000A | 1133 | PF5MNXB30L00 | 589 | KFFEH2601C10 | 144 | 1866 | 435 | 218.595 | 453 | 2972.595 | 1707.405 | 4680 | Duct Sealants, Tapes, & Accessories
Colorado | Lohmiller | Payne | Primary | 14.3 SEER2 HP | 3 | PH5SAN53600A | 1314 | PF5MNXB36L00 | 610 | KFFEH2601C10 | 144 | 2068 | 435 | 237.785 | 453 | 3193.785 | 1711.215 | 4905 | Screws & Wire Nuts
Colorado | Lohmiller | Payne | Primary | 14.3 SEER2 HP | 3 | PH5SAN53600A | 1314 | PF5MNXB36L00 | 610 | KFFEH3101C15 | 240 | 2164 | 435 | 246.905 | 453 | 3298.905 | 1606.095 | 4905
Colorado | Lohmiller | Payne | Primary | 14.3 SEER2 HP | 3.5 | PH5SAN54200A | 1443 | PF5MNXC42L00 | 634 | KFFEH3101C15 | 240 | 2317 | 435 | 261.44 | 453 | 3466.44 | 1738.56 | 5205
Colorado | Lohmiller | Payne | Primary | 14.3 SEER2 HP | 4 | PH5SAN54800A | 1445 | PF5MNXC48L00 | 693 | KFFEH3301C20 | 305 | 2443 | 435 | 273.41 | 453 | 3604.41 | 1665.59 | 5270
Colorado | Lohmiller | Payne | Primary | 14.3 SEER2 HP | 5 | PH5SAN56000A | 1758 | PF5MNXD60L00 | 693 | KFFEH3301C20 | 305 | 2756 | 435 | 303.145 | 453 | 3947.145 | 1677.855 | 5625
Florida | Baker | Grandaire | Primary | 14.3 SEER2 HP | 1.5 | W5H5S18AKAAA | 973 | WCHL185AA | 559 | EHC05BKN | 80 | 1612 | 435 | 194.465 | 453 | 2694.465 | 1755.535 | 4450
Florida | Baker | Grandaire | Primary | 14.3 SEER2 HP | 2 | W5H5S24AKAAA | 1006 | WCHL245AB | 559 | EHC05BKN | 80 | 1645 | 435 | 197.6 | 453 | 2730.6 | 1749.4 | 4480
Florida | Baker | Grandaire | Primary | 14.3 SEER2 HP | 2.5 | W5H5S30AKAAA | 1133 | WCHL305AB | 589 | EHC07BKN | 91 | 1813 | 435 | 213.56 | 453 | 2914.56 | 1765.44 | 4680
Florida | Baker | Grandaire | Primary | 14.3 SEER2 HP | 2.5 | W5H5S30AKAAA | 1133 | WCHL305AB | 589 | EHC07BKN | 91 | 1813 | 435 | 213.56 | 453 | 2914.56 | 1765.44 | 4680
Florida | Baker | Grandaire | Primary | 14.3 SEER2 HP | 3 | W5H5S36AKAAA | 1314 | WCHL365AB | 610 | EHC10BKN | 96 | 2020 | 435 | 233.225 | 453 | 3141.225 | 1763.775 | 4905
Florida | Baker | Grandaire | Primary | 14.3 SEER2 HP | 3 | W5H5S36AKAAA | 1314 | WCHL365AB | 610 | EHC10BKN | 96 | 2020 | 435 | 233.225 | 453 | 3141.225 | 1763.775 | 4905
Florida | Baker | Grandaire | Primary | 14.3 SEER2 HP | 3.5 | W5H5S42AKAAA | 1443 | WCHL425AC | 634 | EHC15BKB | 228 | 2305 | 435 | 260.3 | 453 | 3453.3 | 1751.7 | 5205
Florida | Baker | Grandaire | Primary | 14.3 SEER2 HP | 3.5 | W5H5S42AKAAA | 1443 | WCHL425AC | 634 | EHC15BKB | 228 | 2305 | 435 | 260.3 | 453 | 3453.3 | 1751.7 | 5205
Florida | Baker | Grandaire | Primary | 14.3 SEER2 HP | 4 | W5H5S48AKAAA | 1445 | WCHL485AC | 693 | EHC15BKB | 228 | 2366 | 435 | 266.095 | 453 | 3520.095 | 1749.905 | 5270
Florida | Baker | Grandaire | Primary | 14.3 SEER2 HP | 5 | W5H5S60AKAAA | 1758 | WCHL605BD | 693 | EHC15BKB | 228 | 2679 | 435 | 295.83 | 453 | 3862.83 | 1762.17 | 5625
Georgia | Mingledorffs | Weathermaker | Primary | 14.3 SEER2 HP | 1.5 | PH5SAN51800A | 973 | PF5MNXA18L00 | 559 | KFFEH8501N05 | 89 | 1621 | 435 | 195.32 | 453 | 2704.32 | 1745.68 | 4450
Georgia | Mingledorffs | Weathermaker | Primary | 14.3 SEER2 HP | 2 | PH5SAN52400A | 1006 | PF5MNXB24L00 | 559 | KFFEH0501N05 | 78 | 1643 | 435 | 197.41 | 453 | 2728.41 | 1751.59 | 4480
Georgia | Mingledorffs | Weathermaker | Primary | 14.3 SEER2 HP | 2.5 | PH5SAN53000A | 1133 | PF5MNXB30L00 | 589 | KFFEH0801N08 | 106 | 1828 | 435 | 214.985 | 453 | 2930.985 | 1749.015 | 4680
Georgia | Mingledorffs | Weathermaker | Primary | 14.3 SEER2 HP | 3 | PH5SAN53600A | 1314 | PF5MNXB36L00 | 610 | KFFEH0901N10 | 107 | 2031 | 435 | 234.27 | 453 | 3153.27 | 1751.73 | 4905
Georgia | Mingledorffs | Weathermaker | Primary | 14.3 SEER2 HP | 3.5 | PH5SAN54200A | 1443 | PF5MNXC42L00 | 634 | KFFEH0901N10 | 107 | 2184 | 435 | 248.805 | 453 | 3320.805 | 1884.195 | 5205
Georgia | Mingledorffs | Weathermaker | Primary | 14.3 SEER2 HP | 4 | PH5SAN54800A | 1445 | PF5MNXC48L00 | 693 | KFFEH3001F15 | 199 | 2337 | 435 | 263.34 | 453 | 3488.34 | 1781.66 | 5270
Georgia | Mingledorffs | Weathermaker | Primary | 14.3 SEER2 HP | 5 | PH5SAN56000A | 1758 | PF5MNXD60L00 | 693 | KFFEH3001F15 | 199 | 2650 | 435 | 293.075 | 453 | 3831.075 | 1793.925 | 5625
Illinois | TEC | Weathermaker | Primary | 14.3 SEER2 HP | 1.5 | PH5SAN51800A | 973 | PF5MNXA18L00 | 559 | KFFEH2401C05 | 118 | 1650 | 435 | 198.075 | 453 | 2736.075 | 1713.925 | 4450
Illinois | TEC | Weathermaker | Primary | 14.3 SEER2 HP | 2 | PH5SAN52400A | 1006 | PF5MNXB24L00 | 559 | KFFEH2401C05 | 118 | 1683 | 435 | 201.21 | 453 | 2772.21 | 1707.79 | 4480
Illinois | TEC | Weathermaker | Primary | 14.3 SEER2 HP | 2.5 | PH5SAN53000A | 1133 | PF5MNXB30L00 | 589 | KFFEH2601C10 | 144 | 1866 | 435 | 218.595 | 453 | 2972.595 | 1707.405 | 4680
Illinois | TEC | Weathermaker | Primary | 14.3 SEER2 HP | 3 | PH5SAN53600A | 1314 | PF5MNXB36L00 | 610 | KFFEH2601C10 | 144 | 2068 | 435 | 237.785 | 453 | 3193.785 | 1711.215 | 4905
Illinois | TEC | Weathermaker | Primary | 14.3 SEER2 HP | 3.5 | PH5SAN54200A | 1443 | PF5MNXC42L00 | 634 | KFFEH2601C10 | 144 | 2221 | 435 | 252.32 | 453 | 3361.32 | 1843.68 | 5205
Illinois | TEC | Weathermaker | Primary | 14.3 SEER2 HP | 4 | PH5SAN54800A | 1445 | PF5MNXC48L00 | 693 | KFFEH3101C15 | 240 | 2378 | 435 | 267.235 | 453 | 3533.235 | 1736.765 | 5270
Illinois | TEC | Weathermaker | Primary | 14.3 SEER2 HP | 5 | PH5SAN56000A | 1758 | PF5MNXD60L00 | 693 | KFFEH3101C15 | 240 | 2691 | 435 | 296.97 | 453 | 3875.97 | 1749.03 | 5625
Indiana | Habegger | Day & Night (ICP) | Primary | 14.3 SEER2 HP | 1.5 | R5H5S18AKAAA | 973 | FHMA5X18L0AA | 559 | EHC05CKB | 147 | 1679 | 435 | 200.83 | 453 | 2767.83 | 1682.17 | 4450
Indiana | Habegger | Day & Night (ICP) | Primary | 14.3 SEER2 HP | 2 | R5H5S24AKAAA | 1006 | FHMA5X24L0BA | 559 | EHC05BKB | 118 | 1683 | 435 | 201.21 | 453 | 2772.21 | 1707.79 | 4480
Indiana | Habegger | Day & Night (ICP) | Primary | 14.3 SEER2 HP | 2.5 | R5H5S30AKAAA | 1133 | FHMA5X30L0BA | 589 | EHC07BKB | 135 | 1857 | 435 | 217.74 | 453 | 2962.74 | 1717.26 | 4680
Indiana | Habegger | Day & Night (ICP) | Primary | 14.3 SEER2 HP | 3 | R5H5S36AKAAA | 1314 | FHMA5X36L0BA | 610 | EHC10BKB | 137 | 2061 | 435 | 237.12 | 453 | 3186.12 | 1718.88 | 4905
Indiana | Habegger | Day & Night (ICP) | Primary | 14.3 SEER2 HP | 3.5 | R5H5S42AKAAA | 1443 | FHMA5X42L0CA | 634 | EHC15BKB | 228 | 2305 | 435 | 260.3 | 453 | 3453.3 | 1751.7 | 5205
Indiana | Habegger | Day & Night (ICP) | Primary | 14.3 SEER2 HP | 4 | R5H5S48AKAAA | 1445 | FHMA5X48L0CA | 693 | EHC15BKB | 228 | 2366 | 435 | 266.095 | 453 | 3520.095 | 1749.905 | 5270
Indiana | Habegger | Day & Night (ICP) | Primary | 14.3 SEER2 HP | 5 | R5H5S60AKAAA | 1758 | FHMA5X60L0DA | 578 | EHC15BKB | 228 | 2564 | 435 | 284.905 | 453 | 3736.905 | 1888.095 | 5625
Kansas | Baker | Grandaire | Primary | 14.3 SEER2 HP | 1.5 | W5H5S18AKAAA | 973 | WCHL185AA | 559 | EHC05BKN | 80 | 1612 | 435 | 194.465 | 453 | 2694.465 | 1755.535 | 4450
Kansas | Baker | Grandaire | Primary | 14.3 SEER2 HP | 2 | W5H5S24AKAAA | 1006 | WCHL245AB | 559 | EHC05BKN | 80 | 1645 | 435 | 197.6 | 453 | 2730.6 | 1749.4 | 4480
Kansas | Baker | Grandaire | Primary | 14.3 SEER2 HP | 2.5 | W5H5S30AKAAA | 1133 | WCHL305AB | 589 | EHC07BKN | 91 | 1813 | 435 | 213.56 | 453 | 2914.56 | 1765.44 | 4680
Kansas | Baker | Grandaire | Primary | 14.3 SEER2 HP | 2.5 | W5H5S30AKAAA | 1133 | WCHL305AB | 589 | EHC07BKN | 91 | 1813 | 435 | 213.56 | 453 | 2914.56 | 1765.44 | 4680
Kansas | Baker | Grandaire | Primary | 14.3 SEER2 HP | 3 | W5H5S36AKAAA | 1314 | WCHL365AB | 610 | EHC10BKN | 96 | 2020 | 435 | 233.225 | 453 | 3141.225 | 1763.775 | 4905
Kansas | Baker | Grandaire | Primary | 14.3 SEER2 HP | 3 | W5H5S36AKAAA | 1314 | WCHL365AB | 610 | EHC10BKN | 96 | 2020 | 435 | 233.225 | 453 | 3141.225 | 1763.775 | 4905
Kansas | Baker | Grandaire | Primary | 14.3 SEER2 HP | 3.5 | W5H5S42AKAAA | 1443 | WCHL425AC | 634 | EHC15BKB | 228 | 2305 | 435 | 260.3 | 453 | 3453.3 | 1751.7 | 5205
Kansas | Baker | Grandaire | Primary | 14.3 SEER2 HP | 3.5 | W5H5S42AKAAA | 1443 | WCHL425AC | 634 | EHC15BKB | 228 | 2305 | 435 | 260.3 | 453 | 3453.3 | 1751.7 | 5205
Kansas | Baker | Grandaire | Primary | 14.3 SEER2 HP | 4 | W5H5S48AKAAA | 1445 | WCHL485AC | 693 | EHC15BKB | 228 | 2366 | 435 | 266.095 | 453 | 3520.095 | 1749.905 | 5270
Kansas | Baker | Grandaire | Primary | 14.3 SEER2 HP | 5 | W5H5S60AKAAA | 1758 | WCHL605BD | 693 | EHC15BKB | 228 | 2679 | 435 | 295.83 | 453 | 3862.83 | 1762.17 | 5625
Missouri - St. Louis | Koch Air | Payne | Primary | 14.3 SEER2 HP | 1.5 | PH5SAN51800A | 973 | PF5MNXA18L00 | 559 | KFFEH0501N05 | 78 | 1610 | 435 | 194.275 | 453 | 2692.275 | 1757.725 | 4450
Missouri - St. Louis | Koch Air | Payne | Primary | 14.3 SEER2 HP | 2 | PH5SAN52400A | 1006 | PF5MNXB24L00 | 559 | KFFEH0501N05 | 78 | 1643 | 435 | 197.41 | 453 | 2728.41 | 1751.59 | 4480
Missouri - St. Louis | Koch Air | Payne | Primary | 14.3 SEER2 HP | 2.5 | PH5SAN53000A | 1133 | PF5MNXB30L00 | 589 | KFFEH0801N08 | 106 | 1828 | 435 | 214.985 | 453 | 2930.985 | 1749.015 | 4680
Missouri - St. Louis | Koch Air | Payne | Primary | 14.3 SEER2 HP | 3 | PH5SAN53600A | 1314 | PF5MNXB36L00 | 610 | KFFEH0901N10 | 107 | 2031 | 435 | 234.27 | 453 | 3153.27 | 1751.73 | 4905
Missouri - St. Louis | Koch Air | Payne | Primary | 14.3 SEER2 HP | 3.5 | PH5SAN54200A | 1443 | PF5MNXC42L00 | 634 | KFFEH3101C15 | 240 | 2317 | 435 | 261.44 | 453 | 3466.44 | 1738.56 | 5205
Missouri - St. Louis | Koch Air | Payne | Primary | 14.3 SEER2 HP | 4 | PH5SAN54800A | 1445 | PF5MNXC48L00 | 693 | KFFEH3101C15 | 240 | 2378 | 435 | 267.235 | 453 | 3533.235 | 1736.765 | 5270
Missouri - St. Louis | Koch Air | Payne | Primary | 14.3 SEER2 HP | 5 | PH5SAN56000A | 1758 | PF5MNXD60L00 | 693 | KFFEH3101C15 | 240 | 2691 | 435 | 296.97 | 453 | 3875.97 | 1749.03 | 5625
Montana - South | Ferguson / Airefco | Day & Night | Primary | 14.3 SEER2 HP | 1.5 | R5H5S18AKAAA | 973 | FHMA5X18L0AA | 559 | EHC05BKB | 118 | 1650 | 435 | 198.075 | 453 | 2736.075 | 1713.925 | 4450
Montana - South | Ferguson / Airefco | Day & Night | Primary | 14.3 SEER2 HP | 2 | R5H5S24AKAAA | 1006 | FHMA5X24L0BA | 559 | EHC05BKB | 118 | 1683 | 435 | 201.21 | 453 | 2772.21 | 1707.79 | 4480
Montana - South | Ferguson / Airefco | Day & Night | Primary | 14.3 SEER2 HP | 2.5 | R5H5S30AKAAA | 1133 | FHMA5X30L0BA | 589 | EHC07BKB | 135 | 1857 | 435 | 217.74 | 453 | 2962.74 | 1717.26 | 4680
Montana - South | Ferguson / Airefco | Day & Night | Primary | 14.3 SEER2 HP | 3 | R5H5S36AKAAA | 1314 | FHMA5X36L0BA | 610 | EHC10BKB | 137 | 2061 | 435 | 237.12 | 453 | 3186.12 | 1718.88 | 4905
Montana - South | Ferguson / Airefco | Day & Night | Primary | 14.3 SEER2 HP | 3.5 | R5H5S42AKAAA | 1443 | FHMA5X42L0CA | 634 | EHC15BKB | 228 | 2305 | 435 | 260.3 | 453 | 3453.3 | 1751.7 | 5205
Montana - South | Ferguson / Airefco | Day & Night | Primary | 14.3 SEER2 HP | 4 | R5H5S48AKAAA | 1445 | FHMA5X48L0CA | 693 | EHC15BKB | 228 | 2366 | 435 | 266.095 | 453 | 3520.095 | 1749.905 | 5270
Montana - South | Ferguson / Airefco | Day & Night | Primary | 14.3 SEER2 HP | 5 | R5H5S60AKAAA | 1758 | FHMA5X60L0DA | 578 | EHC15BKB | 228 | 2564 | 435 | 284.905 | 453 | 3736.905 | 1888.095 | 5625
Nevada | Sigler | Payne | Primary | 14.3 SEER2 HP | 1.5 | PH5SAN51800A | 973 | PF5MNXA18L00 | 559 | KFFEH0501N05 | 78 | 1610 | 435 | 194.275 | 453 | 2692.275 | 1757.725 | 4450
Nevada | Sigler | Payne | Primary | 14.3 SEER2 HP | 2 | PH5SAN52400A | 1006 | PF5MNXB24L00 | 559 | KFFEH0501N05 | 78 | 1643 | 435 | 197.41 | 453 | 2728.41 | 1751.59 | 4480
Nevada | Sigler | Payne | Primary | 14.3 SEER2 HP | 2.5 | PH5SAN53000A | 1133 | PF5MNXB30L00 | 589 | KFFEH0801N08 | 106 | 1828 | 435 | 214.985 | 453 | 2930.985 | 1749.015 | 4680
Nevada | Sigler | Payne | Primary | 14.3 SEER2 HP | 3 | PH5SAN53600A | 1314 | PF5MNXB36L00 | 610 | KFFEH0901N10 | 107 | 2031 | 435 | 234.27 | 453 | 3153.27 | 1751.73 | 4905
Nevada | Sigler | Payne | Primary | 14.3 SEER2 HP | 3.5 | PH5SAN54200A | 1443 | PF5MNXC42L00 | 634 | KFFEH3101C15 | 240 | 2317 | 435 | 261.44 | 453 | 3466.44 | 1738.56 | 5205
Nevada | Sigler | Payne | Primary | 14.3 SEER2 HP | 4 | PH5SAN54800A | 1445 | PF5MNXC48L00 | 693 | KFFEH3101C15 | 240 | 2378 | 435 | 267.235 | 453 | 3533.235 | 1736.765 | 5270
Nevada | Sigler | Payne | Primary | 14.3 SEER2 HP | 5 | PH5SAN56000A | 1758 | PF5MNXD60L00 | 693 | KFFEH3101C15 | 240 | 2691 | 435 | 296.97 | 453 | 3875.97 | 1749.03 | 5625
North Carolina | Baker | Grandaire | Primary | 14.3 SEER2 HP | 1.5 | W5H5S18AKAAA | 973 | WCHL185AA | 559 | EHC05BKN | 80 | 1612 | 435 | 194.465 | 453 | 2694.465 | 1755.535 | 4450
North Carolina | Baker | Grandaire | Primary | 14.3 SEER2 HP | 2 | W5H5S24AKAAA | 1006 | WCHL245AB | 559 | EHC05BKN | 80 | 1645 | 435 | 197.6 | 453 | 2730.6 | 1749.4 | 4480
North Carolina | Baker | Grandaire | Primary | 14.3 SEER2 HP | 2.5 | W5H5S30AKAAA | 1133 | WCHL305AB | 589 | EHC07BKN | 91 | 1813 | 435 | 213.56 | 453 | 2914.56 | 1765.44 | 4680
North Carolina | Baker | Grandaire | Primary | 14.3 SEER2 HP | 2.5 | W5H5S30AKAAA | 1133 | WCHL305AB | 589 | EHC07BKN | 91 | 1813 | 435 | 213.56 | 453 | 2914.56 | 1765.44 | 4680
North Carolina | Baker | Grandaire | Primary | 14.3 SEER2 HP | 3 | W5H5S36AKAAA | 1314 | WCHL365AB | 610 | EHC10BKN | 96 | 2020 | 435 | 233.225 | 453 | 3141.225 | 1763.775 | 4905
North Carolina | Baker | Grandaire | Primary | 14.3 SEER2 HP | 3 | W5H5S36AKAAA | 1314 | WCHL365AB | 610 | EHC10BKN | 96 | 2020 | 435 | 233.225 | 453 | 3141.225 | 1763.775 | 4905
North Carolina | Baker | Grandaire | Primary | 14.3 SEER2 HP | 3.5 | W5H5S42AKAAA | 1443 | WCHL425AC | 634 | EHC15BKB | 228 | 2305 | 435 | 260.3 | 453 | 3453.3 | 1751.7 | 5205
North Carolina | Baker | Grandaire | Primary | 14.3 SEER2 HP | 3.5 | W5H5S42AKAAA | 1443 | WCHL425AC | 634 | EHC15BKB | 228 | 2305 | 435 | 260.3 | 453 | 3453.3 | 1751.7 | 5205
North Carolina | Baker | Grandaire | Primary | 14.3 SEER2 HP | 4 | W5H5S48AKAAA | 1445 | WCHL485AC | 693 | EHC15BKB | 228 | 2366 | 435 | 266.095 | 453 | 3520.095 | 1749.905 | 5270
North Carolina | Baker | Grandaire | Primary | 14.3 SEER2 HP | 5 | W5H5S60AKAAA | 1758 | WCHL605BD | 693 | EHC15BKB | 228 | 2679 | 435 | 295.83 | 453 | 3862.83 | 1762.17 | 5625
Ohio - Columbus | Habegger | Payne | Primary | 14.3 SEER2 HP | 1.5 | PH5SAN51800A | 973 | PF5MNXA18L00 | 559 | KFFEH2401C05 | 118 | 1650 | 435 | 198.075 | 453 | 2736.075 | 1713.925 | 4450
Ohio - Columbus | Habegger | Payne | Primary | 14.3 SEER2 HP | 2 | PH5SAN52400A | 1006 | PF5MNXB24L00 | 559 | KFFEH2501C08 | 141 | 1706 | 435 | 203.395 | 453 | 2797.395 | 1682.605 | 4480
Ohio - Columbus | Habegger | Payne | Primary | 14.3 SEER2 HP | 2.5 | PH5SAN53000A | 1133 | PF5MNXB30L00 | 589 | KFFEH2601C10 | 144 | 1866 | 435 | 218.595 | 453 | 2972.595 | 1707.405 | 4680
Ohio - Columbus | Habegger | Payne | Primary | 14.3 SEER2 HP | 3 | PH5SAN53600A | 1314 | PF5MNXB36L00 | 610 | KFFEH3101C15 | 240 | 2164 | 435 | 246.905 | 453 | 3298.905 | 1606.095 | 4905
Ohio - Columbus | Habegger | Payne | Primary | 14.3 SEER2 HP | 3.5 | PH5SAN54200A | 1443 | PF5MNXC42L00 | 634 | KFFEH3101C15 | 240 | 2317 | 435 | 261.44 | 453 | 3466.44 | 1738.56 | 5205
Ohio - Columbus | Habegger | Payne | Primary | 14.3 SEER2 HP | 4 | PH5SAN54800A | 1445 | PF5MNXC48L00 | 693 | KFFEH3301C20 | 305 | 2443 | 435 | 273.41 | 453 | 3604.41 | 1665.59 | 5270
Ohio - Columbus | Habegger | Payne | Primary | 14.3 SEER2 HP | 5 | PH5SAN56000A | 1758 | PF5MNXD60L00 | 693 | KFFEH3301C20 | 305 | 2756 | 435 | 303.145 | 453 | 3947.145 | 1677.855 | 5625
Ohio - North East | Habegger | ICP | Primary | 14.3 SEER2 HP | 1.5 | R5H5S18AKAAA | 973 | FHMA5X18L0AA | 559 | EHC07CKB | 151 | 1683 | 435 | 201.21 | 453 | 2772.21 | 1677.79 | 4450
Ohio - North East | Habegger | ICP | Primary | 14.3 SEER2 HP | 2 | R5H5S24AKAAA | 1006 | FHMA5X24L0BA | 559 | EHC07CKB | 151 | 1716 | 435 | 204.345 | 453 | 2808.345 | 1671.655 | 4480
Ohio - North East | Habegger | ICP | Primary | 14.3 SEER2 HP | 2.5 | R5H5S30AKAAA | 1133 | FHMA5X30L0BA | 589 | EHC10BKB | 137 | 1859 | 435 | 217.93 | 453 | 2964.93 | 1715.07 | 4680
Ohio - North East | Habegger | ICP | Primary | 14.3 SEER2 HP | 3 | R5H5S36AKAAA | 1314 | FHMA5X36L0BA | 610 | EHC15BKB | 228 | 2152 | 435 | 245.765 | 453 | 3285.765 | 1619.235 | 4905
Ohio - North East | Habegger | ICP | Primary | 14.3 SEER2 HP | 3.5 | R5H5S42AKAAA | 1443 | FHMA5X42L0CA | 634 | EHC15BKB | 228 | 2305 | 435 | 260.3 | 453 | 3453.3 | 1751.7 | 5205
Ohio - North East | Habegger | ICP | Primary | 14.3 SEER2 HP | 4 | R5H5S48AKAAA | 1445 | FHMA5X48L0CA | 693 | EHC20BKB | 305 | 2443 | 435 | 273.41 | 453 | 3604.41 | 1665.59 | 5270
Ohio - North East | Habegger | ICP | Primary | 14.3 SEER2 HP | 5 | R5H5S60AKAAA | 1758 | FHMA5X60L0DA | 578 | EHC20BKB | 305 | 2641 | 435 | 292.22 | 453 | 3821.22 | 1803.78 | 5625
Ohio - South West | Habegger | Payne | Primary | 14.3 SEER2 HP | 1.5 | PH5SAN51800A | 973 | PF5MNXA18L00 | 559 | KFFEH0501N05 | 78 | 1610 | 435 | 194.275 | 453 | 2692.275 | 1757.725 | 4450
Ohio - South West | Habegger | Payne | Primary | 14.3 SEER2 HP | 2 | PH5SAN52400A | 1006 | PF5MNXB24L00 | 559 | KFFEH0501N05 | 78 | 1643 | 435 | 197.41 | 453 | 2728.41 | 1751.59 | 4480
Ohio - South West | Habegger | Payne | Primary | 14.3 SEER2 HP | 2.5 | PH5SAN53000A | 1133 | PF5MNXB30L00 | 589 | KFFEH0801N08 | 106 | 1828 | 435 | 214.985 | 453 | 2930.985 | 1749.015 | 4680
Ohio - South West | Habegger | Payne | Primary | 14.3 SEER2 HP | 3 | PH5SAN53600A | 1314 | PF5MNXB36L00 | 610 | KFFEH0901N10 | 107 | 2031 | 435 | 234.27 | 453 | 3153.27 | 1751.73 | 4905
Ohio - South West | Habegger | Payne | Primary | 14.3 SEER2 HP | 3.5 | PH5SAN54200A | 1443 | PF5MNXC42L00 | 634 | KFFEH3101C15 | 240 | 2317 | 435 | 261.44 | 453 | 3466.44 | 1738.56 | 5205
Ohio - South West | Habegger | Payne | Primary | 14.3 SEER2 HP | 4 | PH5SAN54800A | 1445 | PF5MNXC48L00 | 693 | KFFEH3101C15 | 240 | 2378 | 435 | 267.235 | 453 | 3533.235 | 1736.765 | 5270
Ohio - South West | Habegger | Payne | Primary | 14.3 SEER2 HP | 5 | PH5SAN56000A | 1758 | PF5MNXD60L00 | 693 | KFFEH3101C15 | 240 | 2691 | 435 | 296.97 | 453 | 3875.97 | 1749.03 | 5625
Oklahoma | Baker | Grandaire | Primary | 14.3 SEER2 HP | 1.5 | W5H5S18AKAAA | 973 | WCHL185AA | 559 | EHC05BKN | 80 | 1612 | 435 | 194.465 | 453 | 2694.465 | 1755.535 | 4450
Oklahoma | Baker | Grandaire | Primary | 14.3 SEER2 HP | 2 | W5H5S24AKAAA | 1006 | WCHL245AB | 559 | EHC05BKN | 80 | 1645 | 435 | 197.6 | 453 | 2730.6 | 1749.4 | 4480
Oklahoma | Baker | Grandaire | Primary | 14.3 SEER2 HP | 2.5 | W5H5S30AKAAA | 1133 | WCHL305AB | 589 | EHC07BKN | 91 | 1813 | 435 | 213.56 | 453 | 2914.56 | 1765.44 | 4680
Oklahoma | Baker | Grandaire | Primary | 14.3 SEER2 HP | 2.5 | W5H5S30AKAAA | 1133 | WCHL305AB | 589 | EHC07BKN | 91 | 1813 | 435 | 213.56 | 453 | 2914.56 | 1765.44 | 4680
Oklahoma | Baker | Grandaire | Primary | 14.3 SEER2 HP | 3 | W5H5S36AKAAA | 1314 | WCHL365AB | 610 | EHC10BKN | 96 | 2020 | 435 | 233.225 | 453 | 3141.225 | 1763.775 | 4905
Oklahoma | Baker | Grandaire | Primary | 14.3 SEER2 HP | 3 | W5H5S36AKAAA | 1314 | WCHL365AB | 610 | EHC10BKN | 96 | 2020 | 435 | 233.225 | 453 | 3141.225 | 1763.775 | 4905
Oklahoma | Baker | Grandaire | Primary | 14.3 SEER2 HP | 3.5 | W5H5S42AKAAA | 1443 | WCHL425AC | 634 | EHC15BKB | 228 | 2305 | 435 | 260.3 | 453 | 3453.3 | 1751.7 | 5205
Oklahoma | Baker | Grandaire | Primary | 14.3 SEER2 HP | 3.5 | W5H5S42AKAAA | 1443 | WCHL425AC | 634 | EHC15BKB | 228 | 2305 | 435 | 260.3 | 453 | 3453.3 | 1751.7 | 5205
Oklahoma | Baker | Grandaire | Primary | 14.3 SEER2 HP | 4 | W5H5S48AKAAA | 1445 | WCHL485AC | 693 | EHC15BKB | 228 | 2366 | 435 | 266.095 | 453 | 3520.095 | 1749.905 | 5270
Oklahoma | Baker | Grandaire | Primary | 14.3 SEER2 HP | 5 | W5H5S60AKAAA | 1758 | WCHL605BD | 693 | EHC15BKB | 228 | 2679 | 435 | 295.83 | 453 | 3862.83 | 1762.17 | 5625
Oregon - West | Ferguson / Airefco | Day & Night | Primary | 14.3 SEER2 HP | 1.5 | R5H5S18AKAAA | 973 | FHMA5X18L0AA | 559 | EHC05BKB | 118 | 1650 | 435 | 198.075 | 453 | 2736.075 | 1713.925 | 4450
Oregon - West | Ferguson / Airefco | Day & Night | Primary | 14.3 SEER2 HP | 2 | R5H5S24AKAAA | 1006 | FHMA5X24L0BA | 559 | EHC05BKB | 118 | 1683 | 435 | 201.21 | 453 | 2772.21 | 1707.79 | 4480
Oregon - West | Ferguson / Airefco | Day & Night | Primary | 14.3 SEER2 HP | 2.5 | R5H5S30AKAAA | 1133 | FHMA5X30L0BA | 589 | EHC07BKB | 135 | 1857 | 435 | 217.74 | 453 | 2962.74 | 1717.26 | 4680
Oregon - West | Ferguson / Airefco | Day & Night | Primary | 14.3 SEER2 HP | 3 | R5H5S36AKAAA | 1314 | FHMA5X36L0BA | 610 | EHC10BKB | 137 | 2061 | 435 | 237.12 | 453 | 3186.12 | 1718.88 | 4905
Oregon - West | Ferguson / Airefco | Day & Night | Primary | 14.3 SEER2 HP | 3.5 | R5H5S42AKAAA | 1443 | FHMA5X42L0CA | 634 | EHC15BKB | 228 | 2305 | 435 | 260.3 | 453 | 3453.3 | 1751.7 | 5205
Oregon - West | Ferguson / Airefco | Day & Night | Primary | 14.3 SEER2 HP | 4 | R5H5S48AKAAA | 1445 | FHMA5X48L0CA | 693 | EHC15BKB | 228 | 2366 | 435 | 266.095 | 453 | 3520.095 | 1749.905 | 5270
Oregon - West | Ferguson / Airefco | Day & Night | Primary | 14.3 SEER2 HP | 5 | R5H5S60AKAAA | 1758 | FHMA5X60L0DA | 578 | EHC15BKB | 228 | 2564 | 435 | 284.905 | 453 | 3736.905 | 1888.095 | 5625
Pittsburgh | Habegger | ICP | Primary | 14.3 SEER2 HP | 1.5 | R5H5S18AKAAA | 973 | FHMA5X18L0AA | 559 | EHC05CKB | 147 | 1679 | 435 | 200.83 | 453 | 2767.83 | 1682.17 | 4450
Pittsburgh | Habegger | ICP | Primary | 14.3 SEER2 HP | 2 | R5H5S24AKAAA | 1006 | FHMA5X24L0BA | 559 | EHC05BKB | 118 | 1683 | 435 | 201.21 | 453 | 2772.21 | 1707.79 | 4480
Pittsburgh | Habegger | ICP | Primary | 14.3 SEER2 HP | 2.5 | R5H5S30AKAAA | 1133 | FHMA5X30L0BA | 589 | EHC07BKB | 135 | 1857 | 435 | 217.74 | 453 | 2962.74 | 1717.26 | 4680
Pittsburgh | Habegger | ICP | Primary | 14.3 SEER2 HP | 3 | R5H5S36AKAAA | 1314 | FHMA5X36L0BA | 610 | EHC10BKB | 137 | 2061 | 435 | 237.12 | 453 | 3186.12 | 1718.88 | 4905
Pittsburgh | Habegger | ICP | Primary | 14.3 SEER2 HP | 3.5 | R5H5S42AKAAA | 1443 | FHMA5X42L0CA | 634 | EHC15BKB | 228 | 2305 | 435 | 260.3 | 453 | 3453.3 | 1751.7 | 5205
Pittsburgh | Habegger | ICP | Primary | 14.3 SEER2 HP | 4 | R5H5S48AKAAA | 1445 | FHMA5X48L0CA | 693 | EHC15BKB | 228 | 2366 | 435 | 266.095 | 453 | 3520.095 | 1749.905 | 5270
Pittsburgh | Habegger | ICP | Primary | 14.3 SEER2 HP | 5 | R5H5S60AKAAA | 1758 | FHMA5X60L0DA | 578 | EHC15BKB | 228 | 2564 | 435 | 284.905 | 453 | 3736.905 | 1888.095 | 5625
South Carolina | Baker | Grandaire | Primary | 14.3 SEER2 HP | 1.5 | W5H5S18AKAAA | 973 | WCHL185AA | 559 | EHC05BKN | 80 | 1612 | 435 | 194.465 | 453 | 2694.465 | 1755.535 | 4450
South Carolina | Baker | Grandaire | Primary | 14.3 SEER2 HP | 2 | W5H5S24AKAAA | 1006 | WCHL245AB | 559 | EHC05BKN | 80 | 1645 | 435 | 197.6 | 453 | 2730.6 | 1749.4 | 4480
South Carolina | Baker | Grandaire | Primary | 14.3 SEER2 HP | 2.5 | W5H5S30AKAAA | 1133 | WCHL305AB | 589 | EHC07BKN | 91 | 1813 | 435 | 213.56 | 453 | 2914.56 | 1765.44 | 4680
South Carolina | Baker | Grandaire | Primary | 14.3 SEER2 HP | 2.5 | W5H5S30AKAAA | 1133 | WCHL305AB | 589 | EHC07BKN | 91 | 1813 | 435 | 213.56 | 453 | 2914.56 | 1765.44 | 4680
South Carolina | Baker | Grandaire | Primary | 14.3 SEER2 HP | 3 | W5H5S36AKAAA | 1314 | WCHL365AB | 610 | EHC10BKN | 96 | 2020 | 435 | 233.225 | 453 | 3141.225 | 1763.775 | 4905
South Carolina | Baker | Grandaire | Primary | 14.3 SEER2 HP | 3 | W5H5S36AKAAA | 1314 | WCHL365AB | 610 | EHC10BKN | 96 | 2020 | 435 | 233.225 | 453 | 3141.225 | 1763.775 | 4905
South Carolina | Baker | Grandaire | Primary | 14.3 SEER2 HP | 3.5 | W5H5S42AKAAA | 1443 | WCHL425AC | 634 | EHC15BKB | 228 | 2305 | 435 | 260.3 | 453 | 3453.3 | 1751.7 | 5205
South Carolina | Baker | Grandaire | Primary | 14.3 SEER2 HP | 3.5 | W5H5S42AKAAA | 1443 | WCHL425AC | 634 | EHC15BKB | 228 | 2305 | 435 | 260.3 | 453 | 3453.3 | 1751.7 | 5205
South Carolina | Baker | Grandaire | Primary | 14.3 SEER2 HP | 4 | W5H5S48AKAAA | 1445 | WCHL485AC | 693 | EHC15BKB | 228 | 2366 | 435 | 266.095 | 453 | 3520.095 | 1749.905 | 5270
South Carolina | Baker | Grandaire | Primary | 14.3 SEER2 HP | 5 | W5H5S60AKAAA | 1758 | WCHL605BD | 693 | EHC15BKB | 228 | 2679 | 435 | 295.83 | 453 | 3862.83 | 1762.17 | 5625
Tennesee - All Markets | Habegger | Tempstar (ICP) | Primary | 14.3 SEER2 HP | 1.5 | R5H5S18AKAAA | 973 | FHMA5X18L0AA | 559 | EHC07CKB | 151 | 1683 | 435 | 201.21 | 453 | 2772.21 | 1677.79 | 4450
Tennesee - All Markets | Habegger | Tempstar (ICP) | Primary | 14.3 SEER2 HP | 2 | R5H5S24AKAAA | 1006 | FHMA5X24L0BA | 559 | EHC07BKB | 135 | 1700 | 435 | 202.825 | 453 | 2790.825 | 1689.175 | 4480
Tennesee - All Markets | Habegger | Tempstar (ICP) | Primary | 14.3 SEER2 HP | 2.5 | R5H5S30AKAAA | 1133 | FHMA5X30L0BA | 589 | EHC10BKB | 137 | 1859 | 435 | 217.93 | 453 | 2964.93 | 1715.07 | 4680
Tennesee - All Markets | Habegger | Tempstar (ICP) | Primary | 14.3 SEER2 HP | 3 | R5H5S36AKAAA | 1314 | FHMA5X36L0BA | 610 | EHC15BKB | 228 | 2152 | 435 | 245.765 | 453 | 3285.765 | 1619.235 | 4905
Tennesee - All Markets | Habegger | Tempstar (ICP) | Primary | 14.3 SEER2 HP | 3.5 | R5H5S42AKAAA | 1443 | FHMA5X42L0CA | 634 | EHC15BKB | 228 | 2305 | 435 | 260.3 | 453 | 3453.3 | 1751.7 | 5205
Tennesee - All Markets | Habegger | Tempstar (ICP) | Primary | 14.3 SEER2 HP | 4 | R5H5S48AKAAA | 1445 | FHMA5X48L0CA | 693 | EHC20BKB | 305 | 2443 | 435 | 273.41 | 453 | 3604.41 | 1665.59 | 5270
Tennesee - All Markets | Habegger | Tempstar (ICP) | Primary | 14.3 SEER2 HP | 5 | R5H5S60AKAAA | 1758 | FHMA5X60L0DA | 578 | EHC20BKB | 305 | 2641 | 435 | 292.22 | 453 | 3821.22 | 1803.78 | 5625
Tennessee - Memphis | Sanders | Tempstar (ICP) | Primary | 14.3 SEER2 HP | 1.5 | R5H5S18AKAAA | 973 | FHMA5X18L0AA | 559 | WKF0502BX | 85 | 1617 | 435 | 194.94 | 453 | 2699.94 | 1750.06 | 4450
Tennessee - Memphis | Sanders | Tempstar (ICP) | Primary | 14.3 SEER2 HP | 2 | R5H5S24AKAAA | 1006 | FHMA5X24L0BA | 559 | WKF0802BX | 105 | 1670 | 435 | 199.975 | 453 | 2757.975 | 1722.025 | 4480
Tennessee - Memphis | Sanders | Tempstar (ICP) | Primary | 14.3 SEER2 HP | 2.5 | R5H5S30AKAAA | 1133 | FHMA5X30L0BA | 589 | WKF1002BX | 105 | 1827 | 435 | 214.89 | 453 | 2929.89 | 1750.11 | 4680
Tennessee - Memphis | Sanders | Tempstar (ICP) | Primary | 14.3 SEER2 HP | 3 | R5H5S36AKAAA | 1314 | FHMA5X36L0BA | 610 | WKF1002BX | 105 | 2029 | 435 | 234.08 | 453 | 3151.08 | 1753.92 | 4905
Tennessee - Memphis | Sanders | Tempstar (ICP) | Primary | 14.3 SEER2 HP | 3.5 | R5H5S42AKAAA | 1443 | FHMA5X42L0CA | 634 | WKF1502BX | 155 | 2232 | 435 | 253.365 | 453 | 3373.365 | 1831.635 | 5205
Tennessee - Memphis | Sanders | Tempstar (ICP) | Primary | 14.3 SEER2 HP | 4 | R5H5S48AKAAA | 1445 | FHMA5X48L0CA | 693 | WKF1502BX | 155 | 2293 | 435 | 259.16 | 453 | 3440.16 | 1829.84 | 5270
Tennessee - Memphis | Sanders | Tempstar (ICP) | Primary | 14.3 SEER2 HP | 5 | R5H5S60AKAAA | 1758 | FHMA5X60L0DA | 578 | WKF2002BX | 190 | 2526 | 435 | 281.295 | 453 | 3695.295 | 1929.705 | 5625
Texas - Central | Robert Madden | Day & Night (ICP) | Primary | 14.3 SEER2 HP | 1.5 | R5H5S18AKAAA | 973 | FHMA5X18L0AA | 559 | FF8401C05 | 89 | 1621 | 435 | 195.32 | 453 | 2704.32 | 1745.68 | 4450
Texas - Central | Robert Madden | Day & Night (ICP) | Primary | 14.3 SEER2 HP | 2 | R5H5S24AKAAA | 1006 | FHMA5X24L0BA | 559 | FF2401C05 | 81 | 1646 | 435 | 197.695 | 453 | 2731.695 | 1748.305 | 4480
Texas - Central | Robert Madden | Day & Night (ICP) | Primary | 14.3 SEER2 HP | 2.5 | R5H5S30AKAAA | 1133 | FHMA5X30L0BA | 589 | FF2501C08 | 107 | 1829 | 435 | 215.08 | 453 | 2932.08 | 1747.92 | 4680
Texas - Central | Robert Madden | Day & Night (ICP) | Primary | 14.3 SEER2 HP | 3 | R5H5S36AKAAA | 1314 | FHMA5X36L0BA | 610 | FF2601C10 | 111 | 2035 | 435 | 234.65 | 453 | 3157.65 | 1747.35 | 4905
Texas - Central | Robert Madden | Day & Night (ICP) | Primary | 14.3 SEER2 HP | 3.5 | R5H5S42AKAAA | 1443 | FHMA5X42L0CA | 634 | FF3101C15 | 168 | 2245 | 435 | 254.6 | 453 | 3387.6 | 1817.4 | 5205
Texas - Central | Robert Madden | Day & Night (ICP) | Primary | 14.3 SEER2 HP | 4 | R5H5S48AKAAA | 1445 | FHMA5X48L0CA | 693 | FF3101C15 | 168 | 2306 | 435 | 260.395 | 453 | 3454.395 | 1815.605 | 5270
Texas - Central | Robert Madden | Day & Night (ICP) | Primary | 14.3 SEER2 HP | 5 | R5H5S60AKAAA | 1758 | FHMA5X60L0DA | 578 | FF3301C20 | 205.71 | 2541.71 | 435 | 282.7874 | 453 | 3712.4974 | 1912.5025 | 5625
Texas - West | Robert Madden | Payne | Primary | 14.3 SEER2 HP | 1.5 | PH5SAN51800A | 973 | PF5MNXA18L00 | 559 | KFFEH2401C05 | 118 | 1650 | 435 | 198.075 | 453 | 2736.075 | 1713.925 | 4450
Texas - West | Robert Madden | Payne | Primary | 14.3 SEER2 HP | 2 | PH5SAN52400A | 1006 | PF5MNXB24L00 | 559 | KFFEH2501C08 | 141 | 1706 | 435 | 203.395 | 453 | 2797.395 | 1682.605 | 4480
Texas - West | Robert Madden | Payne | Primary | 14.3 SEER2 HP | 2.5 | PH5SAN53000A | 1133 | PF5MNXB30L00 | 589 | KFFEH2601C10 | 144 | 1866 | 435 | 218.595 | 453 | 2972.595 | 1707.405 | 4680
Texas - West | Robert Madden | Payne | Primary | 14.3 SEER2 HP | 3 | PH5SAN53600A | 1314 | PF5MNXB36L00 | 610 | KFFEH3101C15 | 240 | 2164 | 435 | 246.905 | 453 | 3298.905 | 1606.095 | 4905
Texas - West | Robert Madden | Payne | Primary | 14.3 SEER2 HP | 3.5 | PH5SAN54200A | 1443 | PF5MNXC42L00 | 634 | KFFEH3101C15 | 240 | 2317 | 435 | 261.44 | 453 | 3466.44 | 1738.56 | 5205
Texas - West | Robert Madden | Payne | Primary | 14.3 SEER2 HP | 4 | PH5SAN54800A | 1445 | PF5MNXC48L00 | 693 | KFFEH3301C20 | 305 | 2443 | 435 | 273.41 | 453 | 3604.41 | 1665.59 | 5270
Texas - West | Robert Madden | Payne | Primary | 14.3 SEER2 HP | 5 | PH5SAN56000A | 1758 | PF5MNXD60L00 | 693 | KFFEH3301C20 | 305 | 2756 | 435 | 303.145 | 453 | 3947.145 | 1677.855 | 5625
Virginia | Baker | Grandaire | Primary | 14.3 SEER2 HP | 1.5 | W5H5S18AKAAA | 973 | WCHL185AA | 559 | EHC05BKN | 80 | 1612 | 435 | 194.465 | 453 | 2694.465 | 1755.535 | 4450
Virginia | Baker | Grandaire | Primary | 14.3 SEER2 HP | 2 | W5H5S24AKAAA | 1006 | WCHL245AB | 559 | EHC05BKN | 80 | 1645 | 435 | 197.6 | 453 | 2730.6 | 1749.4 | 4480
Virginia | Baker | Grandaire | Primary | 14.3 SEER2 HP | 2.5 | W5H5S30AKAAA | 1133 | WCHL305AB | 589 | EHC07BKN | 91 | 1813 | 435 | 213.56 | 453 | 2914.56 | 1765.44 | 4680
Virginia | Baker | Grandaire | Primary | 14.3 SEER2 HP | 3 | W5H5S36AKAAA | 1314 | WCHL365AB | 610 | EHC10BKN | 96 | 2020 | 435 | 233.225 | 453 | 3141.225 | 1763.775 | 4905
Virginia | Baker | Grandaire | Primary | 14.3 SEER2 HP | 3.5 | W5H5S42AKAAA | 1443 | WCHL425AC | 634 | EHC15BKB | 228 | 2305 | 435 | 260.3 | 453 | 3453.3 | 1751.7 | 5205
Virginia | Baker | Grandaire | Primary | 14.3 SEER2 HP | 4 | W5H5S48AKAAA | 1445 | WCHL485AC | 693 | EHC15BKB | 228 | 2366 | 435 | 266.095 | 453 | 3520.095 | 1749.905 | 5270
Virginia | Baker | Grandaire | Primary | 14.3 SEER2 HP | 5 | W5H5S60AKAAA | 1758 | WCHL605BD | 693 | EHC15BKB | 228 | 2679 | 435 | 295.83 | 453 | 3862.83 | 1762.17 | 5625
Washington | Ferguson / Airefco | Day & Night | Primary | 14.3 SEER2 HP | 1.5 | R5H5S18AKAAA | 973 | FHMA5X18L0AA | 559 | EHC05BKB | 118 | 1650 | 435 | 198.075 | 453 | 2736.075 | 1713.925 | 4450
Washington | Ferguson / Airefco | Day & Night | Primary | 14.3 SEER2 HP | 2 | R5H5S24AKAAA | 1006 | FHMA5X24L0BA | 559 | EHC05BKB | 118 | 1683 | 435 | 201.21 | 453 | 2772.21 | 1707.79 | 4480
Washington | Ferguson / Airefco | Day & Night | Primary | 14.3 SEER2 HP | 2.5 | R5H5S30AKAAA | 1133 | FHMA5X30L0BA | 589 | EHC07BKB | 135 | 1857 | 435 | 217.74 | 453 | 2962.74 | 1717.26 | 4680
Washington | Ferguson / Airefco | Day & Night | Primary | 14.3 SEER2 HP | 3 | R5H5S36AKAAA | 1314 | FHMA5X36L0BA | 610 | EHC10BKB | 137 | 2061 | 435 | 237.12 | 453 | 3186.12 | 1718.88 | 4905
Washington | Ferguson / Airefco | Day & Night | Primary | 14.3 SEER2 HP | 3.5 | R5H5S42AKAAA | 1443 | FHMA5X42L0CA | 634 | EHC15BKB | 228 | 2305 | 435 | 260.3 | 453 | 3453.3 | 1751.7 | 5205
Washington | Ferguson / Airefco | Day & Night | Primary | 14.3 SEER2 HP | 4 | R5H5S48AKAAA | 1445 | FHMA5X48L0CA | 693 | EHC15BKB | 228 | 2366 | 435 | 266.095 | 453 | 3520.095 | 1749.905 | 5270
Washington | Ferguson / Airefco | Day & Night | Primary | 14.3 SEER2 HP | 5 | R5H5S60AKAAA | 1758 | FHMA5X60L0DA | 578 | EHC15BKB | 228 | 2564 | 435 | 284.905 | 453 | 3736.905 | 1888.095 | 5625

## Straight Cool System
HVAC Matchup Breakdown
| Labor Includes the Following: | [7 empty] | Items not Included with Full Installations: | [5 empty] | Price
| Scheduling City or County Inspections (Permit Costs Not Included) | [7 empty] | Permit Fees | [5 empty] | Priced Per Job
| All Required Workers Comp & Liability Insurance | [7 empty] | Ductwork Replacement and Modifications | [5 empty] | Reference Duct-Plenum SOW
| Direct Labor Costs to Complete the Installation | [7 empty] | Crane Rental for Roof Mounted Package Units | [5 empty] | Priced Per Job
| Indirect Labor & Overhead Costs such as AP, AR & Job Management | [7 empty] | Low NOx Emission Regulation Fee <-- For California Furnace Partial and Full Installs | [5 empty] | 150
| Average Tax Rate |  | 0.095 | [5 empty] | HERS & CHEERS Rating Fee <-- For California Install (Price ranges from $150.00 - $300.00) | [5 empty] | Priced Per Job
[9 empty] | Roof Brackets/Curbs for roof Mounted Package Units | [5 empty] | Priced Per Job
[9 empty] | Gable Mount Engineering for Package Units Required by Code <--Central & South Florida | [5 empty] | 750
[9 empty] | Complete Drawing and Mechanical Design Submittals for Permitting | [5 empty] | 350
[9 empty] | Removal and Reinstallation of Attic Access Panels or Staircases | [5 empty] | (Repairs Completed by the GC)
$435 Material Pricing includes the following (as needed):
Region | Distributor | Brand | Guide | Matchup | Tonnage | Condenser | Price | Air Handler | Price | Heat Kit | Price | Total Equipment | Avg Material Price | Avg Sales Tax | Warranty | Sub Total | Labor | SOW Price | Straight Cool System Material
Alabama | Mingledorffs | Weathermaker | Primary | 14.3 SEER2 AC / Straight Cool | 1.5 | PA5SAN51800W | 815 | PF5MNXA18L00 | 559 | KFFEH0501N05 | 78 | 1452 | 435 | 179.265 | 356 | 2422.265 | 1752.735 | 4175 | Digital 2/1 Thermostat
Alabama | Mingledorffs | Weathermaker | Primary | 14.3 SEER2 AC / Straight Cool | 2 | PA5SAN52400W | 815 | PF5MNXB24L00 | 559 | KFFEH0501N05 | 78 | 1452 | 435 | 179.265 | 356 | 2422.265 | 1752.735 | 4175 | Supply Plenum
Alabama | Mingledorffs | Weathermaker | Primary | 14.3 SEER2 AC / Straight Cool | 2.5 | PA5SAN53000W | 834 | PF5MNXB30L00 | 589 | KFFEH0801N08 | 106 | 1529 | 435 | 186.58 | 356 | 2506.58 | 1743.42 | 4250 | Return Plenum (Includes Filter Rack if Needed)
Alabama | Mingledorffs | Weathermaker | Primary | 14.3 SEER2 AC / Straight Cool | 3 | PA5SAN53600W | 910 | PF5MNXB36L00 | 610 | KFFEH0901N10 | 107 | 1627 | 435 | 195.89 | 356 | 2613.89 | 1736.11 | 4350 | Air Filter
Alabama | Mingledorffs | Weathermaker | Primary | 14.3 SEER2 AC / Straight Cool | 3.5 | PA5SAN54200W | 1144 | PF5MNXC42L00 | 634 | KFFEH0901N10 | 107 | 1885 | 435 | 220.4 | 356 | 2896.4 | 1878.6 | 4775 | Ductwork Transition Material
Alabama | Mingledorffs | Weathermaker | Primary | 14.3 SEER2 AC / Straight Cool | 4 | PA5SAN54800W | 1191 | PF5MNXC48L00 | 693 | KFFEH3001F15 | 199 | 2083 | 435 | 239.21 | 356 | 3113.21 | 1786.79 | 4900 | Outdoor Unit Pad
Alabama | Mingledorffs | Weathermaker | Primary | 14.3 SEER2 AC / Straight Cool | 5 | PA5SAN56000W | 1374 | PF5MNXD60L00 | 693 | KFFEH3001F15 | 199 | 2266 | 435 | 256.595 | 356 | 3313.595 | 1786.405 | 5100 | 30x60 Emergency Drain Pan
Colorado | Lohmiller | Payne | Primary | 13.4+ SEER2 AC / Straight Cool | 1.5 | PA4SAN51800N | 823 | PF5MNXA18L00 | 559 | KFFEH2401C05 | 118 | 1500 | 435 | 183.825 | 356 | 2474.825 | 1700.175 | 4175 | 240V Whip & 240V Disconnect
Colorado | Lohmiller | Payne | Primary | 13.4+ SEER2 AC / Straight Cool | 2 | PA4SAN52400N | 836 | PF5MNXB24L00 | 559 | KFFEH2401C05 | 118 | 1513 | 435 | 185.06 | 356 | 2489.06 | 1685.94 | 4175 | PVC Drain Material
Colorado | Lohmiller | Payne | Primary | 13.4+ SEER2 AC / Straight Cool | 2.5 | PA4SAN53000N | 872 | PF5MNXB30L00 | 589 | KFFEH2501C08 | 141 | 1602 | 435 | 193.515 | 356 | 2586.515 | 1663.485 | 4250 | Condensation Pump
Colorado | Lohmiller | Payne | Primary | 13.4+ SEER2 AC / Straight Cool | 3 | PA4SAN53600N | 977 | PF5MNXB36L00 | 610 | KFFEH2601C10 | 144 | 1731 | 435 | 205.77 | 356 | 2727.77 | 1622.23 | 4350 | Clear Tubing
Colorado | Lohmiller | Payne | Primary | 13.4+ SEER2 AC / Straight Cool | 3.5 | PA4SAN54200N | 1102 | PF5MNXC42L00 | 634 | KFFEH3101C15 | 240 | 1976 | 435 | 229.045 | 356 | 2996.045 | 1778.955 | 4775 | Armaflex (~10ft)
Colorado | Lohmiller | Payne | Primary | 13.4+ SEER2 AC / Straight Cool | 4 | PA4SAN54800N | 1305 | PF5MNXC48L00 | 693 | KFFEH3301C20 | 305 | 2303 | 435 | 260.11 | 356 | 3354.11 | 1545.89 | 4900 | 1 Safety Switch for Emergency Pan
Colorado | Lohmiller | Payne | Primary | 13.4+ SEER2 AC / Straight Cool | 5 | PA4SAN56000N | 1433 | PF5MNXD60L00 | 693 | KFFEH3301C20 | 305 | 2431 | 435 | 272.27 | 356 | 3494.27 | 1605.73 | 5100 | Double Wall Flue Pipe Connectors
Florida | Baker | Grandaire | Primary | 14.3 SEER2 AC / Straight Cool | 1.5 | W5A5S18AKAWA | 815 | WCHL185AA | 559 | EHC05BKN | 80 | 1454 | 435 | 179.455 | 356 | 2424.455 | 1750.545 | 4175 | Pipe Fittings
Florida | Baker | Grandaire | Primary | 14.3 SEER2 AC / Straight Cool | 2 | W5A5S24AKAWA | 815 | WCHL245AB | 559 | EHC05BKN | 80 | 1454 | 435 | 179.455 | 356 | 2424.455 | 1750.545 | 4175 | TXV
Florida | Baker | Grandaire | Primary | 14.3 SEER2 AC / Straight Cool | 2.5 | W5A5S30AKAWA | 834 | WCHL305AB | 589 | EHC07BKN | 91 | 1514 | 435 | 185.155 | 356 | 2490.155 | 1759.845 | 4250 | Nitrogen Gas
Florida | Baker | Grandaire | Primary | 14.3 SEER2 AC / Straight Cool | 2.5 | W5A5S30AKAWA | 834 | WCHL305AB | 589 | EHC07BKN | 91 | 1514 | 435 | 185.155 | 356 | 2490.155 | 1759.845 | 4250 | Brazing Rods (~2)
Florida | Baker | Grandaire | Primary | 14.3 SEER2 AC / Straight Cool | 3 | W5A5S36AKAWA | 910 | WCHL365AB | 610 | EHC10BKN | 96 | 1616 | 435 | 194.845 | 356 | 2601.845 | 1748.155 | 4350 | Duct Sealants, Tapes, & Accessories
Florida | Baker | Grandaire | Primary | 14.3 SEER2 AC / Straight Cool | 3 | W5A5S36AKAWA | 910 | WCHL365AB | 610 | EHC10BKN | 96 | 1616 | 435 | 194.845 | 356 | 2601.845 | 1748.155 | 4350 | Screws & Wire Nuts
Florida | Baker | Grandaire | Primary | 14.3 SEER2 AC / Straight Cool | 3.5 | W5A5S42AKAWA | 1144 | WCHL425AC | 634 | EHC15BKB | 228 | 2006 | 435 | 231.895 | 356 | 3028.895 | 1746.105 | 4775
Florida | Baker | Grandaire | Primary | 14.3 SEER2 AC / Straight Cool | 3.5 | W5A5S42AKAWA | 1144 | WCHL425AC | 634 | EHC15BKB | 228 | 2006 | 435 | 231.895 | 356 | 3028.895 | 1746.105 | 4775
Florida | Baker | Grandaire | Primary | 14.3 SEER2 AC / Straight Cool | 4 | W5A5S48AKAWA | 1191 | WCHL485AC | 693 | EHC15BKB | 228 | 2112 | 435 | 241.965 | 356 | 3144.965 | 1755.035 | 4900
Florida | Baker | Grandaire | Primary | 14.3 SEER2 AC / Straight Cool | 5 | W5A5S60AKAWA | 1374 | WCHL605BD | 693 | EHC15BKB | 228 | 2295 | 435 | 259.35 | 356 | 3345.35 | 1754.65 | 5100
Georgia | Mingledorffs | Weathermaker | Primary | 14.3 SEER2 AC / Straight Cool | 1.5 | PA5SAN51800W | 815 | PF5MNXA18L00 | 559 | KFFEH8501N05 | 89 | 1463 | 435 | 180.31 | 356 | 2434.31 | 1740.69 | 4175
Georgia | Mingledorffs | Weathermaker | Primary | 14.3 SEER2 AC / Straight Cool | 2 | PA5SAN52400W | 815 | PF5MNXB24L00 | 559 | KFFEH0501N05 | 78 | 1452 | 435 | 179.265 | 356 | 2422.265 | 1752.735 | 4175
Georgia | Mingledorffs | Weathermaker | Primary | 14.3 SEER2 AC / Straight Cool | 2.5 | PA5SAN53000W | 834 | PF5MNXB30L00 | 589 | KFFEH0801N08 | 106 | 1529 | 435 | 186.58 | 356 | 2506.58 | 1743.42 | 4250
Georgia | Mingledorffs | Weathermaker | Primary | 14.3 SEER2 AC / Straight Cool | 3 | PA5SAN53600W | 910 | PF5MNXB36L00 | 610 | KFFEH0901N10 | 107 | 1627 | 435 | 195.89 | 356 | 2613.89 | 1736.11 | 4350
Georgia | Mingledorffs | Weathermaker | Primary | 14.3 SEER2 AC / Straight Cool | 3.5 | PA5SAN54200W | 1144 | PF5MNXC42L00 | 634 | KFFEH0901N10 | 107 | 1885 | 435 | 220.4 | 356 | 2896.4 | 1878.6 | 4775
Georgia | Mingledorffs | Weathermaker | Primary | 14.3 SEER2 AC / Straight Cool | 4 | PA5SAN54800W | 1191 | PF5MNXC48L00 | 693 | KFFEH3001F15 | 199 | 2083 | 435 | 239.21 | 356 | 3113.21 | 1786.79 | 4900
Georgia | Mingledorffs | Weathermaker | Primary | 14.3 SEER2 AC / Straight Cool | 5 | PA5SAN56000W | 1374 | PF5MNXD60L00 | 693 | KFFEH3001F15 | 199 | 2266 | 435 | 256.595 | 356 | 3313.595 | 1786.405 | 5100
Kansas | Baker | Grandaire | Primary | 14.3 SEER2 AC / Straight Cool | 1.5 | W5A5S18AKAWA | 815 | WCHL185AA | 559 | EHC05BKN | 80 | 1454 | 435 | 179.455 | 356 | 2424.455 | 1750.545 | 4175
Kansas | Baker | Grandaire | Primary | 14.3 SEER2 AC / Straight Cool | 2 | W5A5S24AKAWA | 815 | WCHL245AB | 559 | EHC05BKN | 80 | 1454 | 435 | 179.455 | 356 | 2424.455 | 1750.545 | 4175
Kansas | Baker | Grandaire | Primary | 14.3 SEER2 AC / Straight Cool | 2.5 | W5A5S30AKAWA | 834 | WCHL305AB | 589 | EHC07BKN | 91 | 1514 | 435 | 185.155 | 356 | 2490.155 | 1759.845 | 4250
Kansas | Baker | Grandaire | Primary | 14.3 SEER2 AC / Straight Cool | 2.5 | W5A5S30AKAWA | 834 | WCHL305AB | 589 | EHC07BKN | 91 | 1514 | 435 | 185.155 | 356 | 2490.155 | 1759.845 | 4250
Kansas | Baker | Grandaire | Primary | 14.3 SEER2 AC / Straight Cool | 3 | W5A5S36AKAWA | 910 | WCHL365AB | 610 | EHC10BKN | 96 | 1616 | 435 | 194.845 | 356 | 2601.845 | 1748.155 | 4350
Kansas | Baker | Grandaire | Primary | 14.3 SEER2 AC / Straight Cool | 3 | W5A5S36AKAWA | 910 | WCHL365AB | 610 | EHC10BKN | 96 | 1616 | 435 | 194.845 | 356 | 2601.845 | 1748.155 | 4350
Kansas | Baker | Grandaire | Primary | 14.3 SEER2 AC / Straight Cool | 3.5 | W5A5S42AKAWA | 1144 | WCHL425AC | 634 | EHC15BKB | 228 | 2006 | 435 | 231.895 | 356 | 3028.895 | 1746.105 | 4775
Kansas | Baker | Grandaire | Primary | 14.3 SEER2 AC / Straight Cool | 3.5 | W5A5S42AKAWA | 1144 | WCHL425AC | 634 | EHC15BKB | 228 | 2006 | 435 | 231.895 | 356 | 3028.895 | 1746.105 | 4775
Kansas | Baker | Grandaire | Primary | 14.3 SEER2 AC / Straight Cool | 4 | W5A5S48AKAWA | 1191 | WCHL485AC | 693 | EHC15BKB | 228 | 2112 | 435 | 241.965 | 356 | 3144.965 | 1755.035 | 4900
Kansas | Baker | Grandaire | Primary | 14.3 SEER2 AC / Straight Cool | 5 | W5A5S60AKAWA | 1374 | WCHL605BD | 693 | EHC15BKB | 228 | 2295 | 435 | 259.35 | 356 | 3345.35 | 1754.65 | 5100
North Carolina | Baker | Grandaire | Primary | 14.3 SEER2 AC / Straight Cool | 1.5 | W5A5S18AKAWA | 815 | WCHL185AA | 559 | EHC05BKN | 80 | 1454 | 435 | 179.455 | 356 | 2424.455 | 1750.545 | 4175
North Carolina | Baker | Grandaire | Primary | 14.3 SEER2 AC / Straight Cool | 2 | W5A5S24AKAWA | 815 | WCHL245AB | 559 | EHC05BKN | 80 | 1454 | 435 | 179.455 | 356 | 2424.455 | 1750.545 | 4175
North Carolina | Baker | Grandaire | Primary | 14.3 SEER2 AC / Straight Cool | 2.5 | W5A5S30AKAWA | 834 | WCHL305AB | 589 | EHC07BKN | 91 | 1514 | 435 | 185.155 | 356 | 2490.155 | 1759.845 | 4250
North Carolina | Baker | Grandaire | Primary | 14.3 SEER2 AC / Straight Cool | 2.5 | W5A5S30AKAWA | 834 | WCHL305AB | 589 | EHC07BKN | 91 | 1514 | 435 | 185.155 | 356 | 2490.155 | 1759.845 | 4250
North Carolina | Baker | Grandaire | Primary | 14.3 SEER2 AC / Straight Cool | 3 | W5A5S36AKAWA | 910 | WCHL365AB | 610 | EHC10BKN | 96 | 1616 | 435 | 194.845 | 356 | 2601.845 | 1748.155 | 4350
North Carolina | Baker | Grandaire | Primary | 14.3 SEER2 AC / Straight Cool | 3 | W5A5S36AKAWA | 910 | WCHL365AB | 610 | EHC10BKN | 96 | 1616 | 435 | 194.845 | 356 | 2601.845 | 1748.155 | 4350
North Carolina | Baker | Grandaire | Primary | 14.3 SEER2 AC / Straight Cool | 3.5 | W5A5S42AKAWA | 1144 | WCHL425AC | 634 | EHC15BKB | 228 | 2006 | 435 | 231.895 | 356 | 3028.895 | 1746.105 | 4775
North Carolina | Baker | Grandaire | Primary | 14.3 SEER2 AC / Straight Cool | 3.5 | W5A5S42AKAWA | 1144 | WCHL425AC | 634 | EHC15BKB | 228 | 2006 | 435 | 231.895 | 356 | 3028.895 | 1746.105 | 4775
North Carolina | Baker | Grandaire | Primary | 14.3 SEER2 AC / Straight Cool | 4 | W5A5S48AKAWA | 1191 | WCHL485AC | 693 | EHC15BKB | 228 | 2112 | 435 | 241.965 | 356 | 3144.965 | 1755.035 | 4900
North Carolina | Baker | Grandaire | Primary | 14.3 SEER2 AC / Straight Cool | 5 | W5A5S60AKAWA | 1374 | WCHL605BD | 693 | EHC15BKB | 228 | 2295 | 435 | 259.35 | 356 | 3345.35 | 1754.65 | 5100
Oklahoma | Baker | Grandaire | Primary | 14.3 SEER2 AC / Straight Cool | 1.5 | W5A5S18AKAWA | 815 | WCHL185AA | 559 | EHC05BKN | 80 | 1454 | 435 | 179.455 | 356 | 2424.455 | 1750.545 | 4175
Oklahoma | Baker | Grandaire | Primary | 14.3 SEER2 AC / Straight Cool | 2 | W5A5S24AKAWA | 815 | WCHL245AB | 559 | EHC05BKN | 80 | 1454 | 435 | 179.455 | 356 | 2424.455 | 1750.545 | 4175
Oklahoma | Baker | Grandaire | Primary | 14.3 SEER2 AC / Straight Cool | 2.5 | W5A5S30AKAWA | 834 | WCHL305AB | 589 | EHC07BKN | 91 | 1514 | 435 | 185.155 | 356 | 2490.155 | 1759.845 | 4250
Oklahoma | Baker | Grandaire | Primary | 14.3 SEER2 AC / Straight Cool | 2.5 | W5A5S30AKAWA | 834 | WCHL305AB | 589 | EHC07BKN | 91 | 1514 | 435 | 185.155 | 356 | 2490.155 | 1759.845 | 4250
Oklahoma | Baker | Grandaire | Primary | 14.3 SEER2 AC / Straight Cool | 3 | W5A5S36AKAWA | 910 | WCHL365AB | 610 | EHC10BKN | 96 | 1616 | 435 | 194.845 | 356 | 2601.845 | 1748.155 | 4350
Oklahoma | Baker | Grandaire | Primary | 14.3 SEER2 AC / Straight Cool | 3 | W5A5S36AKAWA | 910 | WCHL365AB | 610 | EHC10BKN | 96 | 1616 | 435 | 194.845 | 356 | 2601.845 | 1748.155 | 4350
Oklahoma | Baker | Grandaire | Primary | 14.3 SEER2 AC / Straight Cool | 3.5 | W5A5S42AKAWA | 1144 | WCHL425AC | 634 | EHC15BKB | 228 | 2006 | 435 | 231.895 | 356 | 3028.895 | 1746.105 | 4775
Oklahoma | Baker | Grandaire | Primary | 14.3 SEER2 AC / Straight Cool | 3.5 | W5A5S42AKAWA | 1144 | WCHL425AC | 634 | EHC15BKB | 228 | 2006 | 435 | 231.895 | 356 | 3028.895 | 1746.105 | 4775
Oklahoma | Baker | Grandaire | Primary | 14.3 SEER2 AC / Straight Cool | 4 | W5A5S48AKAWA | 1191 | WCHL485AC | 693 | EHC15BKB | 228 | 2112 | 435 | 241.965 | 356 | 3144.965 | 1755.035 | 4900
Oklahoma | Baker | Grandaire | Primary | 14.3 SEER2 AC / Straight Cool | 5 | W5A5S60AKAWA | 1374 | WCHL605BD | 693 | EHC15BKB | 228 | 2295 | 435 | 259.35 | 356 | 3345.35 | 1754.65 | 5100
South Carolina | Baker | Grandaire | Primary | 14.3 SEER2 AC / Straight Cool | 1.5 | W5A5S18AKAWA | 815 | WCHL185AA | 559 | EHC05BKN | 80 | 1454 | 435 | 179.455 | 356 | 2424.455 | 1750.545 | 4175
South Carolina | Baker | Grandaire | Primary | 14.3 SEER2 AC / Straight Cool | 2 | W5A5S24AKAWA | 815 | WCHL245AB | 559 | EHC05BKN | 80 | 1454 | 435 | 179.455 | 356 | 2424.455 | 1750.545 | 4175
South Carolina | Baker | Grandaire | Primary | 14.3 SEER2 AC / Straight Cool | 2.5 | W5A5S30AKAWA | 834 | WCHL305AB | 589 | EHC07BKN | 91 | 1514 | 435 | 185.155 | 356 | 2490.155 | 1759.845 | 4250
South Carolina | Baker | Grandaire | Primary | 14.3 SEER2 AC / Straight Cool | 2.5 | W5A5S30AKAWA | 834 | WCHL305AB | 589 | EHC07BKN | 91 | 1514 | 435 | 185.155 | 356 | 2490.155 | 1759.845 | 4250
South Carolina | Baker | Grandaire | Primary | 14.3 SEER2 AC / Straight Cool | 3 | W5A5S36AKAWA | 910 | WCHL365AB | 610 | EHC10BKN | 96 | 1616 | 435 | 194.845 | 356 | 2601.845 | 1748.155 | 4350
South Carolina | Baker | Grandaire | Primary | 14.3 SEER2 AC / Straight Cool | 3 | W5A5S36AKAWA | 910 | WCHL365AB | 610 | EHC10BKN | 96 | 1616 | 435 | 194.845 | 356 | 2601.845 | 1748.155 | 4350
South Carolina | Baker | Grandaire | Primary | 14.3 SEER2 AC / Straight Cool | 3.5 | W5A5S42AKAWA | 1144 | WCHL425AC | 634 | EHC15BKB | 228 | 2006 | 435 | 231.895 | 356 | 3028.895 | 1746.105 | 4775
South Carolina | Baker | Grandaire | Primary | 14.3 SEER2 AC / Straight Cool | 3.5 | W5A5S42AKAWA | 1144 | WCHL425AC | 634 | EHC15BKB | 228 | 2006 | 435 | 231.895 | 356 | 3028.895 | 1746.105 | 4775
South Carolina | Baker | Grandaire | Primary | 14.3 SEER2 AC / Straight Cool | 4 | W5A5S48AKAWA | 1191 | WCHL485AC | 693 | EHC15BKB | 228 | 2112 | 435 | 241.965 | 356 | 3144.965 | 1755.035 | 4900
South Carolina | Baker | Grandaire | Primary | 14.3 SEER2 AC / Straight Cool | 5 | W5A5S60AKAWA | 1374 | WCHL605BD | 693 | EHC15BKB | 228 | 2295 | 435 | 259.35 | 356 | 3345.35 | 1754.65 | 5100
Texas - Central | Robert Madden | Day & Night (ICP) | Primary | 14.3 SEER2 AC / Straight Cool | 1.5 | R5A5S18AKAWA | 815 | FHMA5X18L0AA | 559 | FF8401C05 | 89 | 1463 | 435 | 180.31 | 356 | 2434.31 | 1740.69 | 4175
Texas - Central | Robert Madden | Day & Night (ICP) | Primary | 14.3 SEER2 AC / Straight Cool | 2 | R5A5S24AKAWA | 815 | FHMA5X24L0BA | 559 | FF2401C05 | 81 | 1455 | 435 | 179.55 | 356 | 2425.55 | 1749.45 | 4175
Texas - Central | Robert Madden | Day & Night (ICP) | Primary | 14.3 SEER2 AC / Straight Cool | 2.5 | R5A5S30AKAWA | 834 | FHMA5X30L0BA | 589 | FF2501C08 | 107 | 1530 | 435 | 186.675 | 356 | 2507.675 | 1742.325 | 4250
Texas - Central | Robert Madden | Day & Night (ICP) | Primary | 14.3 SEER2 AC / Straight Cool | 3 | R5A5S36AKAWA | 910 | FHMA5X36L0BA | 610 | FF2601C10 | 111 | 1631 | 435 | 196.27 | 356 | 2618.27 | 1731.73 | 4350
Texas - Central | Robert Madden | Day & Night (ICP) | Primary | 14.3 SEER2 AC / Straight Cool | 3.5 | R5A5S42AKAWA | 1144 | FHMA5X42L0CA | 634 | FF3101C15 | 168 | 1946 | 435 | 226.195 | 356 | 2963.195 | 1811.805 | 4775
Texas - Central | Robert Madden | Day & Night (ICP) | Primary | 14.3 SEER2 AC / Straight Cool | 4 | R5A5S48AKAWA | 1191 | FHMA5X48L0CA | 693 | FF3101C15 | 168 | 2052 | 435 | 236.265 | 356 | 3079.265 | 1820.735 | 4900
Texas - Central | Robert Madden | Day & Night (ICP) | Primary | 14.3 SEER2 AC / Straight Cool | 5 | R5A5S60AKAWA | 1374 | FHMA5X60L0DA | 578 | FF3301C20 | 205.71 | 2157.71 | 435 | 246.3074 | 356 | 3195.0174 | 1904.9825 | 5100
Texas - Central | Robert Madden | Payne | Primary | 14.3 SEER2 AC / Straight Cool | 1.5 | PA5SAN51800W | 815 | PF5MNXA18L00 | 559 | KFFEH2401C05 | 118 | 1492 | 435 | 183.065 | 356 | 2466.065 | 1708.935 | 4175
Texas - West | Robert Madden | Payne | Primary | 14.3 SEER2 AC / Straight Cool | 2 | PA5SAN52400W | 815 | PF5MNXB24L00 | 559 | KFFEH2501C08 | 141 | 1515 | 435 | 185.25 | 356 | 2491.25 | 1683.75 | 4175
Texas - West | Robert Madden | Payne | Primary | 14.3 SEER2 AC / Straight Cool | 2.5 | PA5SAN53000W | 834 | PF5MNXB30L00 | 589 | KFFEH2601C10 | 144 | 1567 | 435 | 190.19 | 356 | 2548.19 | 1701.81 | 4250
Texas - West | Robert Madden | Payne | Primary | 14.3 SEER2 AC / Straight Cool | 3 | PA5SAN53600W | 910 | PF5MNXB36L00 | 610 | KFFEH3101C15 | 240 | 1760 | 435 | 208.525 | 356 | 2759.525 | 1590.475 | 4350
Texas - West | Robert Madden | Payne | Primary | 14.3 SEER2 AC / Straight Cool | 3.5 | PA5SAN54200W | 1144 | PF5MNXC42L00 | 634 | KFFEH3101C15 | 240 | 2018 | 435 | 233.035 | 356 | 3042.035 | 1732.965 | 4775
Texas - West | Robert Madden | Payne | Primary | 14.3 SEER2 AC / Straight Cool | 4 | PA5SAN54800W | 1191 | PF5MNXC48L00 | 693 | KFFEH3301C20 | 305 | 2189 | 435 | 249.28 | 356 | 3229.28 | 1670.72 | 4900
Texas - West | Robert Madden | Payne | Primary | 14.3 SEER2 AC / Straight Cool | 5 | PA5SAN56000W | 1374 | PF5MNXD60L00 | 693 | KFFEH3301C20 | 305 | 2372 | 435 | 266.665 | 356 | 3429.665 | 1670.335 | 5100
Virginia | Baker | Grandaire | Primary | 14.3 SEER2 AC / Straight Cool | 1.5 | W5A5S18AKAWA | 815 | FHMA5X18L0AA | 559 | EHC05BKB | 118 | 1492 | 435 | 183.065 | 356 | 2466.065 | 1708.935 | 4175
Virginia | Baker | Grandaire | Primary | 14.3 SEER2 AC / Straight Cool | 2 | W5A5S24AKAWA | 815 | FHMA5X24L0BA | 559 | EHC05BKB | 118 | 1492 | 435 | 183.065 | 356 | 2466.065 | 1708.935 | 4175
Virginia | Baker | Grandaire | Primary | 14.3 SEER2 AC / Straight Cool | 2.5 | W5A5S30AKAWA | 834 | FHMA5X30L0BA | 589 | EHC07BKB | 135 | 1558 | 435 | 189.335 | 356 | 2538.335 | 1711.665 | 4250
Virginia | Baker | Grandaire | Primary | 14.3 SEER2 AC / Straight Cool | 3 | W5A5S36AKAWA | 910 | FHMA5X36L0BA | 610 | EHC10BKB | 137 | 1657 | 435 | 198.74 | 356 | 2646.74 | 1703.26 | 4350
Virginia | Baker | Grandaire | Primary | 14.3 SEER2 AC / Straight Cool | 3.5 | W5A5S42AKAWA | 1144 | FHMA5X42L0CA | 634 | EHC15BKB | 228 | 2006 | 435 | 231.895 | 356 | 3028.895 | 1746.105 | 4775
Virginia | Baker | Grandaire | Primary | 14.3 SEER2 AC / Straight Cool | 4 | W5A5S48AKAWA | 1191 | FHMA5X48L0CA | 693 | EHC15BKB | 228 | 2112 | 435 | 241.965 | 356 | 3144.965 | 1755.035 | 4900
Virginia | Baker | Grandaire | Primary | 14.3 SEER2 AC / Straight Cool | 5 | W5A5S60AKAWA | 1374 | FHMA5X60L0DA | 578 | EHC15BKB | 228 | 2180 | 435 | 248.425 | 356 | 3219.425 | 1880.575 | 5100

## Packaged Gas System
HVAC Matchup Breakdown
Labor Includes the Following: | [5 empty] | Items not Included with Full Installations: | [5 empty] | Price
Scheduling City or County Inspections (Permit Costs Not Included) | [5 empty] | Permit Fees | [5 empty] | Priced Per Job
All Required Workers Comp & Liability Insurance | [5 empty] | Ductwork Replacement and Modifications | [5 empty] | Reference Duct-Plenum SOW
Direct Labor Costs to Complete the Installation | [5 empty] | Crane Rental for Roof Mounted Package Units | [5 empty] | Priced Per Job
Indirect Labor & Overhead Costs such as AP, AR & Job Management | [5 empty] | Low NOx Emission Regulation Fee <-- For California Furnace Partial and Full Installs | [5 empty] | 150
Average Tax Rate |  | 0.095 |  |  |  | HERS & CHEERS Rating Fee <-- For California Install (Price ranges from $150.00 - $300.00) | [5 empty] | Priced Per Job
[6 empty] | Roof Brackets/Curbs for roof Mounted Package Units | [5 empty] | Priced Per Job
[6 empty] | Gable Mount Engineering for Package Units Required by Code <--Central & South Florida | [5 empty] | 750
[6 empty] | Complete Drawing and Mechanical Design Submittals for Permitting | [5 empty] | 350
[6 empty] | Removal and Reinstallation of Attic Access Panels or Staircases | [5 empty] | (Repairs Completed by the GC)
$620 Material Pricing includes the following (as needed):
Region | Distributor | Brand | Guide | Type | Tonnage | SKU | Total Equipment | Avg Material Price | Avg Sales Tax | Warranty | Sub Total | Labor | SOW Price | Packaged Gas System Materials
Alabama | Mingledorffs | Weathermaker | Primary | Multipoise | 2 | PY5GNAB24040 | 1844 | 620 | 234.08 | 490 | 3188.08 | 1451.92 | 4640 | Digital 1/1 Thermostat
Alabama | Mingledorffs | Weathermaker | Primary | Multipoise | 2.5 | PY5GNAB30040 | 1898 | 620 | 239.21 | 490 | 3247.21 | 1452.79 | 4700 | Outdoor Unit Pad
Alabama | Mingledorffs | Weathermaker | Primary | Multipoise | 3 | PY5GNAB36060 | 2080 | 620 | 256.5 | 490 | 3446.5 | 1453.5 | 4900 | 240V Disconnect
Alabama | Mingledorffs | Weathermaker | Primary | Multipoise | 3.5 | PY5GNAB42060 | 2280 | 620 | 275.5 | 490 | 3665.5 | 1449.5 | 5115 | 240V Whip
Alabama | Mingledorffs | Weathermaker | Primary | Multipoise | 4 | PY5GNAB48090 | 2720 | 620 | 317.3 | 490 | 4147.3 | 1452.7 | 5600 | Flexible Gas Connector
Alabama | Mingledorffs | Weathermaker | Primary | Multipoise | 5 | PY5GNAB60090 | 2851 | 620 | 329.75 | 490 | 4290.75 | 1449.25 | 5740 | Weathershield (Doghouse)
Arizona | Sigler | Payne | Primary | Multipoise | 2 | PY5GNAB24040 | 1844 | 620 | 234.08 | 490 | 3188.08 | 1451.92 | 4640 | PVC Drain Material
Arizona | Sigler | Payne | Primary | Multipoise | 2.5 | PY5GNAB30040 | 1898 | 620 | 239.21 | 490 | 3247.21 | 1452.79 | 4700 | Ductwork Transition Material
Arizona | Sigler | Payne | Primary | Multipoise | 3 | PY5GNAB36060 | 2080 | 620 | 256.5 | 490 | 3446.5 | 1453.5 | 4900 | Misc Installation Supplies
Arizona | Sigler | Payne | Primary | Multipoise | 3.5 | PY5GNAB42060 | 2280 | 620 | 275.5 | 490 | 3665.5 | 1449.5 | 5115
Arizona | Sigler | Payne | Primary | Multipoise | 4 | PY5GNAB48090 | 2720 | 620 | 317.3 | 490 | 4147.3 | 1452.7 | 5600
Arizona | Sigler | Payne | Primary | Multipoise | 5 | PY5GNAB60090 | 2851 | 620 | 329.75 | 490 | 4290.75 | 1449.25 | 5740
Colorado | Lohmiller | Payne | Primary | Multipoise | 2 | PY5GNAB24040 | 1844 | 620 | 234.08 | 490 | 3188.08 | 1451.92 | 4640
Colorado | Lohmiller | Payne | Primary | Multipoise | 2.5 | PY5GNAB30040 | 1898 | 620 | 239.21 | 490 | 3247.21 | 1452.79 | 4700
Colorado | Lohmiller | Payne | Primary | Multipoise | 3 | PY5GNAB36060 | 2080 | 620 | 256.5 | 490 | 3446.5 | 1453.5 | 4900
Colorado | Lohmiller | Payne | Primary | Multipoise | 3.5 | PY5GNAB42060 | 2280 | 620 | 275.5 | 490 | 3665.5 | 1449.5 | 5115
Colorado | Lohmiller | Payne | Primary | Multipoise | 4 | PY5GNAB48090 | 2720 | 620 | 317.3 | 490 | 4147.3 | 1452.7 | 5600
Colorado | Lohmiller | Payne | Primary | Multipoise | 5 | PY5GNAB60090 | 2851 | 620 | 329.75 | 490 | 4290.75 | 1449.25 | 5740
Georgia | Mingledorffs | Weathermaker | Primary | Multipoise | 2 | PY5GNAB24040 | 1844 | 620 | 234.08 | 490 | 3188.08 | 1451.92 | 4640
Georgia | Mingledorffs | Weathermaker | Primary | Multipoise | 2.5 | PY5GNAB30040 | 1898 | 620 | 239.21 | 490 | 3247.21 | 1452.79 | 4700
Georgia | Mingledorffs | Weathermaker | Primary | Multipoise | 3 | PY5GNAB36060 | 2080 | 620 | 256.5 | 490 | 3446.5 | 1453.5 | 4900
Georgia | Mingledorffs | Weathermaker | Primary | Multipoise | 3.5 | PY5GNAB42060 | 2280 | 620 | 275.5 | 490 | 3665.5 | 1449.5 | 5115
Georgia | Mingledorffs | Weathermaker | Primary | Multipoise | 4 | PY5GNAB48090 | 2720 | 620 | 317.3 | 490 | 4147.3 | 1452.7 | 5600
Georgia | Mingledorffs | Weathermaker | Primary | Multipoise | 5 | PY5GNAB60090 | 2851 | 620 | 329.75 | 490 | 4290.75 | 1449.25 | 5740
Indiana | Habegger | Day & Night (ICP) | Primary | Multipoise | 2 | PGB424040K000B | 1844 | 620 | 234.08 | 490 | 3188.08 | 1451.92 | 4640
Indiana | Habegger | Day & Night (ICP) | Primary | Multipoise | 2 | PGB424060K000B | 1892 | 620 | 238.64 | 490 | 3240.64 | 1399.36 | 4640
Indiana | Habegger | Day & Night (ICP) | Primary | Multipoise | 2.5 | PGB430040K000B | 1898 | 620 | 239.21 | 490 | 3247.21 | 1452.79 | 4700
Indiana | Habegger | Day & Night (ICP) | Primary | Multipoise | 3 | PGB436060K000B | 2080 | 620 | 256.5 | 490 | 3446.5 | 1453.5 | 4900
Indiana | Habegger | Day & Night (ICP) | Primary | Multipoise | 3.5 | PGB442060K000B | 2280 | 620 | 275.5 | 490 | 3665.5 | 1934.5 | 5600
Indiana | Habegger | Day & Night (ICP) | Primary | Multipoise | 4 | PGB448090K000B | 2720 | 620 | 317.3 | 490 | 4147.3 | 1452.7 | 5600
Indiana | Habegger | Day & Night (ICP) | Primary | Multipoise | 5 | PGB460090K000B | 2851 | 620 | 329.75 | 490 | 4290.75 | 1449.25 | 5740
Kansas | Baker | Grandaire | Primary | Horizontal | 2 | WPG524A040RKB | 1844 | 620 | 234.08 | 490 | 3188.08 | 1451.92 | 4640
Kansas | Baker | Grandaire | Primary | Horizontal | 2 | WPG524A060RKB | 1892 | 620 | 238.64 | 490 | 3240.64 | 1399.36 | 4640
Kansas | Baker | Grandaire | Primary | Horizontal | 2.5 | WPG530A040RKB | 1898 | 620 | 239.21 | 490 | 3247.21 | 1452.79 | 4700
Kansas | Baker | Grandaire | Primary | Horizontal | 2.5 | WPG530A060RKB | 2028 | 620 | 251.56 | 490 | 3389.56 | 1310.44 | 4700
Kansas | Baker | Grandaire | Primary | Horizontal | 3 | WPG536A060RKB | 2080 | 620 | 256.5 | 490 | 3446.5 | 1453.5 | 4900
Kansas | Baker | Grandaire | Primary | Horizontal | 3.5 | WPG542A060RKB | 2280 | 620 | 275.5 | 490 | 3665.5 | 974.5 | 4640
Kansas | Baker | Grandaire | Primary | Horizontal | 3.5 | WPG542A090RKB | 2301 | 620 | 277.5 | 490 | 3688.5 | 1011.5 | 4700
Kansas | Baker | Grandaire | Primary | Horizontal | 4 | WPG548A090RKB | 2720 | 620 | 317.3 | 490 | 4147.3 | 1452.7 | 5600
Kansas | Baker | Grandaire | Primary | Horizontal | 4 | WPG548A115RKB | 2742 | 620 | 319.39 | 490 | 4171.39 | 1428.61 | 5600
Kansas | Baker | Grandaire | Primary | Horizontal | 5 | WPG560A090RKB | 2851 | 620 | 329.75 | 490 | 4290.75 | 1449.25 | 5740
Kansas | Baker | Grandaire | Primary | Horizontal | 5 | WPG560A115RKB | 2985 | 620 | 342.48 | 490 | 4437.48 | 1302.52 | 5740
Kansas | Baker | Grandaire | Primary | Horizontal | 5 | WPG560A130RKB | 3068 | 620 | 350.36 | 490 | 4528.36 | 1211.64 | 5740
Nevada | Sigler | Payne | Primary | Multipoise | 2 | PY5GNAB24040 | 1844 | 620 | 234.08 | 490 | 3188.08 | 1451.92 | 4640
Nevada | Sigler | Payne | Primary | Multipoise | 2.5 | PY5GNAB30040 | 1898 | 620 | 239.21 | 490 | 3247.21 | 1452.79 | 4700
Nevada | Sigler | Payne | Primary | Multipoise | 3 | PY5GNAB36060 | 2080 | 620 | 256.5 | 490 | 3446.5 | 1453.5 | 4900
Nevada | Sigler | Payne | Primary | Multipoise | 3.5 | PY5GNAB42060 | 2280 | 620 | 275.5 | 490 | 3665.5 | 1934.5 | 5600
Nevada | Sigler | Payne | Primary | Multipoise | 4 | PY5GNAB48090 | 2720 | 620 | 317.3 | 490 | 4147.3 | 1452.7 | 5600
Nevada | Sigler | Payne | Primary | Multipoise | 5 | PY5GNAB60090 | 2851 | 620 | 329.75 | 490 | 4290.75 | 1449.25 | 5740
North Carolina | Baker | Grandaire | Primary | Horizontal | 2 | WPG524A040RKB | 1844 | 620 | 234.08 | 490 | 3188.08 | 1451.92 | 4640
North Carolina | Baker | Grandaire | Primary | Horizontal | 2 | WPG524A060RKB | 1892 | 620 | 238.64 | 490 | 3240.64 | 1399.36 | 4640
North Carolina | Baker | Grandaire | Primary | Horizontal | 2.5 | WPG530A040RKB | 1898 | 620 | 239.21 | 490 | 3247.21 | 1452.79 | 4700
North Carolina | Baker | Grandaire | Primary | Horizontal | 2.5 | WPG530A060RKB | 2028 | 620 | 251.56 | 490 | 3389.56 | 1310.44 | 4700
North Carolina | Baker | Grandaire | Primary | Horizontal | 3 | WPG536A060RKB | 2080 | 620 | 256.5 | 490 | 3446.5 | 1453.5 | 4900
North Carolina | Baker | Grandaire | Primary | Horizontal | 3.5 | WPG542A060RKB | 2280 | 620 | 275.5 | 490 | 3665.5 | 974.5 | 4640
North Carolina | Baker | Grandaire | Primary | Horizontal | 3.5 | WPG542A090RKB | 2301 | 620 | 277.5 | 490 | 3688.5 | 1011.5 | 4700
North Carolina | Baker | Grandaire | Primary | Horizontal | 4 | WPG548A090RKB | 2720 | 620 | 317.3 | 490 | 4147.3 | 1452.7 | 5600
North Carolina | Baker | Grandaire | Primary | Horizontal | 4 | WPG548A115RKB | 2742 | 620 | 319.39 | 490 | 4171.39 | 1428.61 | 5600
North Carolina | Baker | Grandaire | Primary | Horizontal | 5 | WPG560A090RKB | 2851 | 620 | 329.75 | 490 | 4290.75 | 1449.25 | 5740
North Carolina | Baker | Grandaire | Primary | Horizontal | 5 | WPG560A115RKB | 2985 | 620 | 342.48 | 490 | 4437.48 | 1302.52 | 5740
North Carolina | Baker | Grandaire | Primary | Horizontal | 5 | WPG560A130RKB | 3068 | 620 | 350.36 | 490 | 4528.36 | 1211.64 | 5740
Ohio - Columbus | Habegger | Payne | Primary | Multipoise | 2 | PY5GNAB24040 | 1844 | 620 | 234.08 | 490 | 3188.08 | 1451.92 | 4640
Ohio - Columbus | Habegger | Payne | Primary | Multipoise | 2.5 | PY5GNAB30040 | 1898 | 620 | 239.21 | 490 | 3247.21 | 1452.79 | 4700
Ohio - Columbus | Habegger | Payne | Primary | Multipoise | 3 | PY5GNAB36060 | 2080 | 620 | 256.5 | 490 | 3446.5 | 1453.5 | 4900
Ohio - Columbus | Habegger | Payne | Primary | Multipoise | 3.5 | PY5GNAB42060 | 2280 | 620 | 275.5 | 490 | 3665.5 | 1934.5 | 5600
Ohio - Columbus | Habegger | Payne | Primary | Multipoise | 4 | PY5GNAB48090 | 2720 | 620 | 317.3 | 490 | 4147.3 | 1452.7 | 5600
Ohio - Columbus | Habegger | Payne | Primary | Multipoise | 5 | PY5GNAB60090 | 2851 | 620 | 329.75 | 490 | 4290.75 | 1449.25 | 5740
Ohio - North East | Habegger | ICP | Primary | Multipoise | 2 | PGB424040K000B | 1844 | 620 | 234.08 | 490 | 3188.08 | 1451.92 | 4640
Ohio - North East | Habegger | ICP | Primary | Multipoise | 2 | PGB424060K000B | 1892 | 620 | 238.64 | 490 | 3240.64 | 1399.36 | 4640
Ohio - North East | Habegger | ICP | Primary | Multipoise | 2.5 | PGB430040K000B | 1898 | 620 | 239.21 | 490 | 3247.21 | 1452.79 | 4700
Ohio - North East | Habegger | ICP | Primary | Multipoise | 3 | PGB436060K000B | 2080 | 620 | 256.5 | 490 | 3446.5 | 1453.5 | 4900
Ohio - North East | Habegger | ICP | Primary | Multipoise | 3.5 | PGB442060K000B | 2280 | 620 | 275.5 | 490 | 3665.5 | 2074.5 | 5740
Ohio - North East | Habegger | ICP | Primary | Multipoise | 4 | PGB448090K000B | 2720 | 620 | 317.3 | 490 | 4147.3 | 1452.7 | 5600
Ohio - North East | Habegger | ICP | Primary | Multipoise | 5 | PGB460090K000B | 2851 | 620 | 329.75 | 490 | 4290.75 | 1449.25 | 5740
Ohio - South West | Habegger | Payne | Primary | Multipoise | 2 | PY5GNAB24040 | 1844 | 620 | 234.08 | 490 | 3188.08 | 1451.92 | 4640
Ohio - South West | Habegger | Payne | Primary | Multipoise | 2.5 | PY5GNAB30040 | 1898 | 620 | 239.21 | 490 | 3247.21 | 1452.79 | 4700
Ohio - South West | Habegger | Payne | Primary | Multipoise | 3 | PY5GNAB36060 | 2080 | 620 | 256.5 | 490 | 3446.5 | 1453.5 | 4900
Ohio - South West | Habegger | Payne | Primary | Multipoise | 3.5 | PY5GNAB42060 | 2280 | 620 | 275.5 | 490 | 3665.5 | 2074.5 | 5740
Ohio - South West | Habegger | Payne | Primary | Multipoise | 4 | PY5GNAB48090 | 2720 | 620 | 317.3 | 490 | 4147.3 | 1452.7 | 5600
Ohio - South West | Habegger | Payne | Primary | Multipoise | 5 | PY5GNAB60090 | 2851 | 620 | 329.75 | 490 | 4290.75 | 1449.25 | 5740
Oklahoma | Baker | Grandaire | Primary | Horizontal | 2 | WPG524A040RKB | 1844 | 620 | 234.08 | 490 | 3188.08 | 1451.92 | 4640
Oklahoma | Baker | Grandaire | Primary | Horizontal | 2 | WPG524A060RKB | 1892 | 620 | 238.64 | 490 | 3240.64 | 1399.36 | 4640
Oklahoma | Baker | Grandaire | Primary | Horizontal | 2.5 | WPG530A040RKB | 1898 | 620 | 239.21 | 490 | 3247.21 | 1452.79 | 4700
Oklahoma | Baker | Grandaire | Primary | Horizontal | 2.5 | WPG530A060RKB | 2028 | 620 | 251.56 | 490 | 3389.56 | 1310.44 | 4700
Oklahoma | Baker | Grandaire | Primary | Horizontal | 3 | WPG536A060RKB | 2080 | 620 | 256.5 | 490 | 3446.5 | 1453.5 | 4900
Oklahoma | Baker | Grandaire | Primary | Horizontal | 3.5 | WPG542A060RKB | 2280 | 620 | 275.5 | 490 | 3665.5 | 1034.5 | 4700
Oklahoma | Baker | Grandaire | Primary | Horizontal | 3.5 | WPG542A090RKB | 2301 | 620 | 277.5 | 490 | 3688.5 | 1211.5 | 4900
Oklahoma | Baker | Grandaire | Primary | Horizontal | 4 | WPG548A090RKB | 2720 | 620 | 317.3 | 490 | 4147.3 | 1452.7 | 5600
Oklahoma | Baker | Grandaire | Primary | Horizontal | 4 | WPG548A115RKB | 2742 | 620 | 319.39 | 490 | 4171.39 | 1428.61 | 5600
Oklahoma | Baker | Grandaire | Primary | Horizontal | 5 | WPG560A090RKB | 2851 | 620 | 329.75 | 490 | 4290.75 | 1449.25 | 5740
Oklahoma | Baker | Grandaire | Primary | Horizontal | 5 | WPG560A115RKB | 2985 | 620 | 342.48 | 490 | 4437.48 | 1302.52 | 5740
Oklahoma | Baker | Grandaire | Primary | Horizontal | 5 | WPG560A130RKB | 3068 | 620 | 350.36 | 490 | 4528.36 | 1211.64 | 5740
South Carolina | Baker | Grandaire | Primary | Horizontal | 2 | WPG524A040RKB | 1844 | 620 | 234.08 | 490 | 3188.08 | 1451.92 | 4640
South Carolina | Baker | Grandaire | Primary | Horizontal | 2 | WPG524A060RKB | 1892 | 620 | 238.64 | 490 | 3240.64 | 1399.36 | 4640
South Carolina | Baker | Grandaire | Primary | Horizontal | 2.5 | WPG530A040RKB | 1898 | 620 | 239.21 | 490 | 3247.21 | 1452.79 | 4700
South Carolina | Baker | Grandaire | Primary | Horizontal | 2.5 | WPG530A060RKB | 2028 | 620 | 251.56 | 490 | 3389.56 | 1310.44 | 4700
South Carolina | Baker | Grandaire | Primary | Horizontal | 3 | WPG536A060RKB | 2080 | 620 | 256.5 | 490 | 3446.5 | 1453.5 | 4900
South Carolina | Baker | Grandaire | Primary | Horizontal | 3.5 | WPG542A060RKB | 2280 | 620 | 275.5 | 490 | 3665.5 | 1034.5 | 4700
South Carolina | Baker | Grandaire | Primary | Horizontal | 3.5 | WPG542A090RKB | 2301 | 620 | 277.5 | 490 | 3688.5 | 1211.5 | 4900
South Carolina | Baker | Grandaire | Primary | Horizontal | 4 | WPG548A090RKB | 2720 | 620 | 317.3 | 490 | 4147.3 | 1452.7 | 5600
South Carolina | Baker | Grandaire | Primary | Horizontal | 4 | WPG548A115RKB | 2742 | 620 | 319.39 | 490 | 4171.39 | 1428.61 | 5600
South Carolina | Baker | Grandaire | Primary | Horizontal | 5 | WPG560A090RKB | 2851 | 620 | 329.75 | 490 | 4290.75 | 1449.25 | 5740
South Carolina | Baker | Grandaire | Primary | Horizontal | 5 | WPG560A115RKB | 2985 | 620 | 342.48 | 490 | 4437.48 | 1302.52 | 5740
South Carolina | Baker | Grandaire | Primary | Horizontal | 5 | WPG560A130RKB | 3068 | 620 | 350.36 | 490 | 4528.36 | 1211.64 | 5740
Tennessee - Memphis | Sanders | Tempstar (ICP) | Primary | Multipoise | 2 | PGB424040K000B | 1844 | 620 | 234.08 | 490 | 3188.08 | 1451.92 | 4640
Tennessee - Memphis | Sanders | Tempstar (ICP) | Primary | Multipoise | 2.5 | PGB430040K000B | 1898 | 620 | 239.21 | 490 | 3247.21 | 1452.79 | 4700
Tennessee - Memphis | Sanders | Tempstar (ICP) | Primary | Multipoise | 3 | PGB436060K000B | 2080 | 620 | 256.5 | 490 | 3446.5 | 1453.5 | 4900
Tennessee - Memphis | Sanders | Tempstar (ICP) | Primary | Multipoise | 3.5 | PGB442060K000B | 2280 | 620 | 275.5 | 490 | 3665.5 | 2074.5 | 5740
Tennessee - Memphis | Sanders | Tempstar (ICP) | Primary | Multipoise | 4 | PGB448090K000B | 2720 | 620 | 317.3 | 490 | 4147.3 | 1452.7 | 5600
Tennessee - Memphis | Sanders | Tempstar (ICP) | Primary | Multipoise | 5 | PGB460090K000B | 2851 | 620 | 329.75 | 490 | 4290.75 | 1449.25 | 5740
Tennesee - All Markets | Habegger | Tempstar (ICP) | Primary | Multipoise | 2 | PGB424040K000B | 1844 | 620 | 234.08 | 490 | 3188.08 | 1451.92 | 4640
Tennesee - All Markets | Habegger | Tempstar (ICP) | Primary | Multipoise | 2 | PGB424060K000B | 1892 | 620 | 238.64 | 490 | 3240.64 | 1399.36 | 4640
Tennesee - All Markets | Habegger | Tempstar (ICP) | Primary | Multipoise | 2.5 | PGB430040K000B | 1898 | 620 | 239.21 | 490 | 3247.21 | 1452.79 | 4700
Tennesee - All Markets | Habegger | Tempstar (ICP) | Primary | Multipoise | 3 | PGB436060K000B | 2080 | 620 | 256.5 | 490 | 3446.5 | 1453.5 | 4900
Tennesee - All Markets | Habegger | Tempstar (ICP) | Primary | Multipoise | 3.5 | PGB442060K000B | 2280 | 620 | 275.5 | 490 | 3665.5 | 974.5 | 4640
Tennesee - All Markets | Habegger | Tempstar (ICP) | Primary | Multipoise | 4 | PGB448090K000B | 2720 | 620 | 317.3 | 490 | 4147.3 | 1452.7 | 5600
Tennesee - All Markets | Habegger | Tempstar (ICP) | Primary | Multipoise | 5 | PGB460090K000B | 2851 | 620 | 329.75 | 490 | 4290.75 | 1449.25 | 5740
Texas | Robert Madden | Day & Night (ICP) | Primary | Multipoise | 2 | PGB424040K000B | 1844 | 620 | 234.08 | 490 | 3188.08 | 1451.92 | 4640
Texas | Robert Madden | Day & Night (ICP) | Primary | Multipoise | 2.5 | PGB430040K000B | 1898 | 620 | 239.21 | 490 | 3247.21 | 1452.79 | 4700
Texas | Robert Madden | Day & Night (ICP) | Primary | Multipoise | 3 | PGB436060K000B | 2080 | 620 | 256.5 | 490 | 3446.5 | 1453.5 | 4900
Texas | Robert Madden | Day & Night (ICP) | Primary | Multipoise | 3.5 | PGB442060K000B | 2280 | 620 | 275.5 | 490 | 3665.5 | 974.5 | 4640
Texas | Robert Madden | Day & Night (ICP) | Primary | Multipoise | 4 | PGB448090K000B | 2720 | 620 | 317.3 | 490 | 4147.3 | 1452.7 | 5600
Texas | Robert Madden | Day & Night (ICP) | Primary | Multipoise | 5 | PGB460090K000B | 2851 | 620 | 329.75 | 490 | 4290.75 | 1449.25 | 5740
Virginia | Baker | Grandaire | Primary | Horizontal | 2 | WPG524A040RKB | 1844 | 620 | 234.08 | 490 | 3188.08 | 1451.92 | 4640
Virginia | Baker | Grandaire | Primary | Horizontal | 2 | WPG524A060RKB | 1892 | 620 | 238.64 | 490 | 3240.64 | 1399.36 | 4640
Virginia | Baker | Grandaire | Primary | Horizontal | 2.5 | WPG530A040RKB | 1898 | 620 | 239.21 | 490 | 3247.21 | 1452.79 | 4700
Virginia | Baker | Grandaire | Primary | Horizontal | 2.5 | WPG530A060RKB | 2028 | 620 | 251.56 | 490 | 3389.56 | 1310.44 | 4700
Virginia | Baker | Grandaire | Primary | Horizontal | 3 | WPG536A060RKB | 2080 | 620 | 256.5 | 490 | 3446.5 | 1453.5 | 4900
Virginia | Baker | Grandaire | Primary | Horizontal | 3.5 | WPG542A060RKB | 2280 | 620 | 275.5 | 490 | 3665.5 | 1234.5 | 4900
Virginia | Baker | Grandaire | Primary | Horizontal | 3.5 | WPG542A090RKB | 2301 | 620 | 277.5 | 490 | 3688.5 | 1426.5 | 5115
Virginia | Baker | Grandaire | Primary | Horizontal | 4 | WPG548A090RKB | 2720 | 620 | 317.3 | 490 | 4147.3 | 1452.7 | 5600
Virginia | Baker | Grandaire | Primary | Horizontal | 4 | WPG548A115RKB | 2742 | 620 | 319.39 | 490 | 4171.39 | 1428.61 | 5600
Virginia | Baker | Grandaire | Primary | Horizontal | 5 | WPG560A090RKB | 2851 | 620 | 329.75 | 490 | 4290.75 | 1449.25 | 5740
Virginia | Baker | Grandaire | Primary | Horizontal | 5 | WPG560A115RKB | 2985 | 620 | 342.48 | 490 | 4437.48 | 1302.52 | 5740
Virginia | Baker | Grandaire | Primary | Horizontal | 5 | WPG560A130RKB | 3068 | 620 | 350.36 | 490 | 4528.36 | 1211.64 | 5740

## Packaged Elec HP wo Heat Kit
HVAC Matchup Breakdown
Labor Includes the Following: | [5 empty] | Items not Included with Full Installations: | [5 empty] | Price
Scheduling City or County Inspections (Permit Costs Not Included) | [5 empty] | Permit Fees | [5 empty] | Priced Per Job
All Required Workers Comp & Liability Insurance | [5 empty] | Ductwork Replacement and Modifications | [5 empty] | Reference Duct-Plenum SOW
Direct Labor Costs to Complete the Installation | [5 empty] | Crane Rental for Roof Mounted Package Units | [5 empty] | Priced Per Job
Indirect Labor & Overhead Costs such as AP, AR & Job Management | [5 empty] | Low NOx Emission Regulation Fee <-- For California Furnace Partial and Full Installs | [5 empty] | 150
Average Tax Rate |  | 0.095 |  |  |  | HERS & CHEERS Rating Fee <-- For California Install (Price ranges from $150.00 - $300.00) | [5 empty] | Priced Per Job
[6 empty] | Roof Brackets/Curbs for roof Mounted Package Units | [5 empty] | Priced Per Job
[6 empty] | Gable Mount Engineering for Package Units Required by Code <--Central & South Florida | [5 empty] | 750
[6 empty] | Complete Drawing and Mechanical Design Submittals for Permitting | [5 empty] | 350
[6 empty] | Removal and Reinstallation of Attic Access Panels or Staircases | [5 empty] | (Repairs Completed by the GC)
$620 Material Pricing includes the following (as needed):
Region | Distributor | Brand | Guide | Type | Tonnage | SKU | Total Equipment | Avg Material Price | Avg Sales Tax | Warranty | Sub Total | Labor | SOW Price | Packaged Electrical Heat Pump System Materials
Alabama | Mingledorffs | Weathermaker | Primary | Horizontal | 2 | PH5GNAB24000 | 2047 | 620 | 253.365 | 475 | 3395.365 | 1454.635 | 4850 | Digital 1/1 Thermostat
Alabama | Mingledorffs | Weathermaker | Primary | Horizontal | 2.5 | PH5GNAB30000 | 2163 | 620 | 264.385 | 475 | 3522.385 | 1452.615 | 4975 | Outdoor Unit Pad
Alabama | Mingledorffs | Weathermaker | Primary | Horizontal | 3 | PH5GNAB36000 | 2189 | 620 | 266.855 | 475 | 3550.855 | 1424.145 | 4975 | 240V Disconnect
Alabama | Mingledorffs | Weathermaker | Primary | Horizontal | 3.5 | PH5GNAB42000 | 2415 | 620 | 288.325 | 475 | 3798.325 | 1451.675 | 5250 | 240V Whip
Alabama | Mingledorffs | Weathermaker | Primary | Horizontal | 4 | PH5GNAB48000 | 2582 | 620 | 304.19 | 475 | 3981.19 | 1448.81 | 5430 | Weathershield (Doghouse)
Alabama | Mingledorffs | Weathermaker | Primary | Horizontal | 5 | PH5GNAB60000 | 2943 | 620 | 338.485 | 475 | 4376.485 | 1448.515 | 5825 | PVC Drain Material
Alabama | Habegger | ICP | Secondary | Horizontal | 2 | PHB424000K000B | 2047 | 620 | 253.365 | 475 | 3395.365 | 1454.635 | 4850 | Ductwork Transition Material
Alabama | Habegger | ICP | Secondary | Horizontal | 2.5 | PHB430000K000B | 2163 | 620 | 264.385 | 475 | 3522.385 | 1452.615 | 4975 | Misc Installation Supplies
Alabama | Habegger | ICP | Secondary | Horizontal | 3 | PHB436000K000B | 2189 | 620 | 266.855 | 475 | 3550.855 | 1424.145 | 4975
Alabama | Habegger | ICP | Secondary | Horizontal | 3.5 | PHB442000K000B | 2415 | 620 | 288.325 | 475 | 3798.325 | 1451.675 | 5250
Alabama | Habegger | ICP | Secondary | Horizontal | 4 | PHB448000K000B | 2582 | 620 | 304.19 | 475 | 3981.19 | 1448.81 | 5430
Alabama | Habegger | ICP | Secondary | Horizontal | 5 | PHB460000K000B | 2943 | 620 | 338.485 | 475 | 4376.485 | 1448.515 | 5825
Arizona | Sigler | Payne | Primary | Horizontal | 2 | PH5GNAB24000 | 2047 | 620 | 253.365 | 475 | 3395.365 | 1454.635 | 4850
Arizona | Sigler | Payne | Primary | Horizontal | 2.5 | PH5GNAB30000 | 2163 | 620 | 264.385 | 475 | 3522.385 | 1452.615 | 4975
Arizona | Sigler | Payne | Primary | Horizontal | 3 | PH5GNAB36000 | 2189 | 620 | 266.855 | 475 | 3550.855 | 1424.145 | 4975
Arizona | Sigler | Payne | Primary | Horizontal | 3.5 | PH5GNAB42000 | 2415 | 620 | 288.325 | 475 | 3798.325 | 1451.675 | 5250
Arizona | Sigler | Payne | Primary | Horizontal | 4 | PH5GNAB48000 | 2582 | 620 | 304.19 | 475 | 3981.19 | 1448.81 | 5430
Arizona | Sigler | Payne | Primary | Horizontal | 5 | PH5GNAB60000 | 2943 | 620 | 338.485 | 475 | 4376.485 | 1448.515 | 5825
Arizona | Sigler | Bryant | Secondary | Horizontal | 2 | PH5GNAB24000 | 2047 | 620 | 253.365 | 475 | 3395.365 | 1454.635 | 4850
Arizona | Sigler | Bryant | Secondary | Horizontal | 2.5 | PH5GNAB30000 | 2163 | 620 | 264.385 | 475 | 3522.385 | 1452.615 | 4975
Arizona | Sigler | Bryant | Secondary | Horizontal | 3 | PH5GNAB36000 | 2189 | 620 | 266.855 | 475 | 3550.855 | 1424.145 | 4975
Arizona | Sigler | Bryant | Secondary | Horizontal | 3.5 | PH5GNAB42000 | 2415 | 620 | 288.325 | 475 | 3798.325 | 1451.675 | 5250
Arizona | Sigler | Bryant | Secondary | Horizontal | 4 | PH5GNAB48000 | 2582 | 620 | 304.19 | 475 | 3981.19 | 1448.81 | 5430
Arizona | Sigler | Bryant | Secondary | Horizontal | 5 | PH5GNAB60000 | 2943 | 620 | 338.485 | 475 | 4376.485 | 1448.515 | 5825
Colorado | Lohmiller | Payne | Primary | Horizontal | 2 | PH5GNAB24000 | 2047 | 620 | 253.365 | 475 | 3395.365 | 1454.635 | 4850
Colorado | Lohmiller | Payne | Primary | Horizontal | 2.5 | PH5GNAB30000 | 2163 | 620 | 264.385 | 475 | 3522.385 | 1452.615 | 4975
Colorado | Lohmiller | Payne | Primary | Horizontal | 3 | PH5GNAB36000 | 2189 | 620 | 266.855 | 475 | 3550.855 | 1424.145 | 4975
Colorado | Lohmiller | Payne | Primary | Horizontal | 3.5 | PH5GNAB42000 | 2415 | 620 | 288.325 | 475 | 3798.325 | 1451.675 | 5250
Colorado | Lohmiller | Payne | Primary | Horizontal | 4 | PH5GNAB48000 | 2582 | 620 | 304.19 | 475 | 3981.19 | 1448.81 | 5430
Colorado | Lohmiller | Payne | Primary | Horizontal | 5 | PH5GNAB60000 | 2943 | 620 | 338.485 | 475 | 4376.485 | 1448.515 | 5825
Florida | Baker | Grandaire | Primary | Horizontal | 2 | WPH524A000RKB | 2047 | 620 | 253.365 | 475 | 3395.365 | 1454.635 | 4850
Florida | Baker | Grandaire | Primary | Horizontal | 2.5 | WPH530A000RKB | 2163 | 620 | 264.385 | 475 | 3522.385 | 1452.615 | 4975
Florida | Baker | Grandaire | Primary | Horizontal | 3 | WPH536A000RKB | 2189 | 620 | 266.855 | 475 | 3550.855 | 1424.145 | 4975
Florida | Baker | Grandaire | Primary | Horizontal | 3.5 | WPH542A000RKB | 2415 | 620 | 288.325 | 475 | 3798.325 | 1451.675 | 5250
Florida | Baker | Grandaire | Primary | Horizontal | 4 | WPH548A000RKB | 2582 | 620 | 304.19 | 475 | 3981.19 | 1448.81 | 5430
Florida | Baker | Grandaire | Primary | Horizontal | 5 | WPH560A000RKB | 2943 | 620 | 338.485 | 475 | 4376.485 | 1448.515 | 5825
Georgia | Mingledorffs | Weathermaker | Primary | Horizontal | 2 | PH5GNAB24000 | 2047 | 620 | 253.365 | 475 | 3395.365 | 1454.635 | 4850
Georgia | Mingledorffs | Weathermaker | Primary | Horizontal | 2.5 | PH5GNAB30000 | 2163 | 620 | 264.385 | 475 | 3522.385 | 1452.615 | 4975
Georgia | Mingledorffs | Weathermaker | Primary | Horizontal | 3 | PH5GNAB36000 | 2189 | 620 | 266.855 | 475 | 3550.855 | 1424.145 | 4975
Georgia | Mingledorffs | Weathermaker | Primary | Horizontal | 3.5 | PH5GNAB42000 | 2415 | 620 | 288.325 | 475 | 3798.325 | 1451.675 | 5250
Georgia | Mingledorffs | Weathermaker | Primary | Horizontal | 4 | PH5GNAB48000 | 2582 | 620 | 304.19 | 475 | 3981.19 | 1448.81 | 5430
Georgia | Mingledorffs | Weathermaker | Primary | Horizontal | 5 | PH5GNAB60000 | 2943 | 620 | 338.485 | 475 | 4376.485 | 1448.515 | 5825
Indiana | Habegger | Day & Night (ICP) | Primary | Horizontal | 2 | PHB424000K000B | 2047 | 620 | 253.365 | 475 | 3395.365 | 1454.635 | 4850
Indiana | Habegger | Day & Night (ICP) | Primary | Horizontal | 2.5 | PHB430000K000B | 2163 | 620 | 264.385 | 475 | 3522.385 | 1452.615 | 4975
Indiana | Habegger | Day & Night (ICP) | Primary | Horizontal | 3 | PHB436000K000B | 2189 | 620 | 266.855 | 475 | 3550.855 | 1424.145 | 4975
Indiana | Habegger | Day & Night (ICP) | Primary | Horizontal | 3.5 | PHB442000K000B | 2415 | 620 | 288.325 | 475 | 3798.325 | 1451.675 | 5250
Indiana | Habegger | Day & Night (ICP) | Primary | Horizontal | 4 | PHB448000K000B | 2582 | 620 | 304.19 | 475 | 3981.19 | 1448.81 | 5430
Indiana | Habegger | Day & Night (ICP) | Primary | Horizontal | 5 | PHB460000K000B | 2943 | 620 | 338.485 | 475 | 4376.485 | 1448.515 | 5825
Indiana | Habegger | Payne | Secondary | Horizontal | 2 | PH5GNAB24000 | 2047 | 620 | 253.365 | 475 | 3395.365 | 1454.635 | 4850
Indiana | Habegger | Payne | Secondary | Horizontal | 2.5 | PH5GNAB30000 | 2163 | 620 | 264.385 | 475 | 3522.385 | 1452.615 | 4975
Indiana | Habegger | Payne | Secondary | Horizontal | 3 | PH5GNAB36000 | 2189 | 620 | 266.855 | 475 | 3550.855 | 1424.145 | 4975
Indiana | Habegger | Payne | Secondary | Horizontal | 3.5 | PH5GNAB42000 | 2415 | 620 | 288.325 | 475 | 3798.325 | 1451.675 | 5250
Indiana | Habegger | Payne | Secondary | Horizontal | 4 | PH5GNAB48000 | 2582 | 620 | 304.19 | 475 | 3981.19 | 1448.81 | 5430
Indiana | Habegger | Payne | Secondary | Horizontal | 5 | PH5GNAB60000 | 2943 | 620 | 338.485 | 475 | 4376.485 | 1448.515 | 5825
Kansas | Baker | Grandaire | Primary | Horizontal | 2 | WPH524A000RKB | 2047 | 620 | 253.365 | 475 | 3395.365 | 1454.635 | 4850
Kansas | Baker | Grandaire | Primary | Horizontal | 2.5 | WPH530A000RKB | 2163 | 620 | 264.385 | 475 | 3522.385 | 1452.615 | 4975
Kansas | Baker | Grandaire | Primary | Horizontal | 3 | WPH536A000RKB | 2189 | 620 | 266.855 | 475 | 3550.855 | 1424.145 | 4975
Kansas | Baker | Grandaire | Primary | Horizontal | 3.5 | WPH542A000RKB | 2415 | 620 | 288.325 | 475 | 3798.325 | 1451.675 | 5250
Kansas | Baker | Grandaire | Primary | Horizontal | 4 | WPH548A000RKB | 2582 | 620 | 304.19 | 475 | 3981.19 | 1448.81 | 5430
Kansas | Baker | Grandaire | Primary | Horizontal | 5 | WPH560A000RKB | 2943 | 620 | 338.485 | 475 | 4376.485 | 1448.515 | 5825
Nevada | Sigler | Payne | Primary | Horizontal | 2 | PH5GNAB24000 | 2047 | 620 | 253.365 | 475 | 3395.365 | 1454.635 | 4850
Nevada | Sigler | Payne | Primary | Horizontal | 2.5 | PH5GNAB30000 | 2163 | 620 | 264.385 | 475 | 3522.385 | 1452.615 | 4975
Nevada | Sigler | Payne | Primary | Horizontal | 3 | PH5GNAB36000 | 2189 | 620 | 266.855 | 475 | 3550.855 | 1424.145 | 4975
Nevada | Sigler | Payne | Primary | Horizontal | 3.5 | PH5GNAB42000 | 2415 | 620 | 288.325 | 475 | 3798.325 | 1451.675 | 5250
Nevada | Sigler | Payne | Primary | Horizontal | 4 | PH5GNAB48000 | 2582 | 620 | 304.19 | 475 | 3981.19 | 1448.81 | 5430
Nevada | Sigler | Payne | Primary | Horizontal | 5 | PH5GNAB60000 | 2943 | 620 | 338.485 | 475 | 4376.485 | 1448.515 | 5825
Nevada | Sigler | Bryant | Secondary | Horizontal | 2 | PH5GNAB24000 | 2047 | 620 | 253.365 | 475 | 3395.365 | 1454.635 | 4850
Nevada | Sigler | Bryant | Secondary | Horizontal | 2.5 | PH5GNAB30000 | 2163 | 620 | 264.385 | 475 | 3522.385 | 1452.615 | 4975
Nevada | Sigler | Bryant | Secondary | Horizontal | 3 | PH5GNAB36000 | 2189 | 620 | 266.855 | 475 | 3550.855 | 1424.145 | 4975
Nevada | Sigler | Bryant | Secondary | Horizontal | 3.5 | PH5GNAB42000 | 2415 | 620 | 288.325 | 475 | 3798.325 | 1451.675 | 5250
Nevada | Sigler | Bryant | Secondary | Horizontal | 4 | PH5GNAB48000 | 2582 | 620 | 304.19 | 475 | 3981.19 | 1448.81 | 5430
Nevada | Sigler | Bryant | Secondary | Horizontal | 5 | PH5GNAB60000 | 2943 | 620 | 338.485 | 475 | 4376.485 | 1448.515 | 5825
North Carolina | Baker | Grandaire | Primary | Horizontal | 2 | WPH524A000RKB | 2047 | 620 | 253.365 | 475 | 3395.365 | 1454.635 | 4850
North Carolina | Baker | Grandaire | Primary | Horizontal | 2.5 | WPH530A000RKB | 2163 | 620 | 264.385 | 475 | 3522.385 | 1452.615 | 4975
North Carolina | Baker | Grandaire | Primary | Horizontal | 3 | WPH536A000RKB | 2189 | 620 | 266.855 | 475 | 3550.855 | 1424.145 | 4975
North Carolina | Baker | Grandaire | Primary | Horizontal | 3.5 | WPH542A000RKB | 2415 | 620 | 288.325 | 475 | 3798.325 | 1451.675 | 5250
North Carolina | Baker | Grandaire | Primary | Horizontal | 4 | WPH548A000RKB | 2582 | 620 | 304.19 | 475 | 3981.19 | 1448.81 | 5430
North Carolina | Baker | Grandaire | Primary | Horizontal | 5 | WPH560A000RKB | 2943 | 620 | 338.485 | 475 | 4376.485 | 1448.515 | 5825
Ohio - Columbus | Habegger | Payne | Primary | Horizontal | 2 | PH5GNAB24000 | 2047 | 620 | 253.365 | 475 | 3395.365 | 1454.635 | 4850
Ohio - Columbus | Habegger | Payne | Primary | Horizontal | 2.5 | PH5GNAB30000 | 2163 | 620 | 264.385 | 475 | 3522.385 | 1452.615 | 4975
Ohio - Columbus | Habegger | Payne | Primary | Horizontal | 3 | PH5GNAB36000 | 2189 | 620 | 266.855 | 475 | 3550.855 | 1424.145 | 4975
Ohio - Columbus | Habegger | Payne | Primary | Horizontal | 3.5 | PH5GNAB42000 | 2415 | 620 | 288.325 | 475 | 3798.325 | 1451.675 | 5250
Ohio - Columbus | Habegger | Payne | Primary | Horizontal | 4 | PH5GNAB48000 | 2582 | 620 | 304.19 | 475 | 3981.19 | 1448.81 | 5430
Ohio - Columbus | Habegger | Payne | Primary | Horizontal | 5 | PH5GNAB60000 | 2943 | 620 | 338.485 | 475 | 4376.485 | 1448.515 | 5825
Ohio - North East | Habegger | ICP | Primary | Horizontal | 2 | PHB424000K000B | 2047 | 620 | 253.365 | 475 | 3395.365 | 1454.635 | 4850
Ohio - North East | Habegger | ICP | Primary | Horizontal | 2.5 | PHB430000K000B | 2163 | 620 | 264.385 | 475 | 3522.385 | 1452.615 | 4975
Ohio - North East | Habegger | ICP | Primary | Horizontal | 3 | PHB436000K000B | 2189 | 620 | 266.855 | 475 | 3550.855 | 1424.145 | 4975
Ohio - North East | Habegger | ICP | Primary | Horizontal | 3.5 | PHB442000K000B | 2415 | 620 | 288.325 | 475 | 3798.325 | 1451.675 | 5250
Ohio - North East | Habegger | ICP | Primary | Horizontal | 4 | PHB448000K000B | 2582 | 620 | 304.19 | 475 | 3981.19 | 1448.81 | 5430
Ohio - North East | Habegger | ICP | Primary | Horizontal | 5 | PHB460000K000B | 2943 | 620 | 338.485 | 475 | 4376.485 | 1448.515 | 5825
Ohio - South West | Habegger | Payne | Primary | Horizontal | 2 | PH5GNAB24000 | 2047 | 620 | 253.365 | 475 | 3395.365 | 1454.635 | 4850
Ohio - South West | Habegger | Payne | Primary | Horizontal | 2.5 | PH5GNAB30000 | 2163 | 620 | 264.385 | 475 | 3522.385 | 1452.615 | 4975
Ohio - South West | Habegger | Payne | Primary | Horizontal | 3 | PH5GNAB36000 | 2189 | 620 | 266.855 | 475 | 3550.855 | 1424.145 | 4975
Ohio - South West | Habegger | Payne | Primary | Horizontal | 3.5 | PH5GNAB42000 | 2415 | 620 | 288.325 | 475 | 3798.325 | 1451.675 | 5250
Ohio - South West | Habegger | Payne | Primary | Horizontal | 4 | PH5GNAB48000 | 2582 | 620 | 304.19 | 475 | 3981.19 | 1448.81 | 5430
Ohio - South West | Habegger | Payne | Primary | Horizontal | 5 | PH5GNAB60000 | 2943 | 620 | 338.485 | 475 | 4376.485 | 1448.515 | 5825
Oklahoma | Baker | Grandaire | Primary | Horizontal | 2 | WPH524A000RKB | 2047 | 620 | 253.365 | 475 | 3395.365 | 1454.635 | 4850
Oklahoma | Baker | Grandaire | Primary | Horizontal | 2.5 | WPH530A000RKB | 2163 | 620 | 264.385 | 475 | 3522.385 | 1452.615 | 4975
Oklahoma | Baker | Grandaire | Primary | Horizontal | 3 | WPH536A000RKB | 2189 | 620 | 266.855 | 475 | 3550.855 | 1424.145 | 4975
Oklahoma | Baker | Grandaire | Primary | Horizontal | 3.5 | WPH542A000RKB | 2415 | 620 | 288.325 | 475 | 3798.325 | 1451.675 | 5250
Oklahoma | Baker | Grandaire | Primary | Horizontal | 4 | WPH548A000RKB | 2582 | 620 | 304.19 | 475 | 3981.19 | 1448.81 | 5430
Oklahoma | Baker | Grandaire | Primary | Horizontal | 5 | WPH560A000RKB | 2943 | 620 | 338.485 | 475 | 4376.485 | 1448.515 | 5825
South Carolina | Baker | Grandaire | Primary | Horizontal | 2 | WPH524A000RKB | 2047 | 620 | 253.365 | 475 | 3395.365 | 1454.635 | 4850
South Carolina | Baker | Grandaire | Primary | Horizontal | 2.5 | WPH530A000RKB | 2163 | 620 | 264.385 | 475 | 3522.385 | 1452.615 | 4975
South Carolina | Baker | Grandaire | Primary | Horizontal | 3 | WPH536A000RKB | 2189 | 620 | 266.855 | 475 | 3550.855 | 1424.145 | 4975
South Carolina | Baker | Grandaire | Primary | Horizontal | 3.5 | WPH542A000RKB | 2415 | 620 | 288.325 | 475 | 3798.325 | 1451.675 | 5250
South Carolina | Baker | Grandaire | Primary | Horizontal | 4 | WPH548A000RKB | 2582 | 620 | 304.19 | 475 | 3981.19 | 1448.81 | 5430
South Carolina | Baker | Grandaire | Primary | Horizontal | 5 | WPH560A000RKB | 2943 | 620 | 338.485 | 475 | 4376.485 | 1448.515 | 5825
Tennessee - Memphis | Sanders | Tempstar (ICP) | Primary | Horizontal | 2 | PHB424000K000B | 2047 | 620 | 253.365 | 475 | 3395.365 | 1454.635 | 4850
Tennessee - Memphis | Sanders | Tempstar (ICP) | Primary | Horizontal | 2.5 | PHB430000K000B | 2163 | 620 | 264.385 | 475 | 3522.385 | 1452.615 | 4975
Tennessee - Memphis | Sanders | Tempstar (ICP) | Primary | Horizontal | 3 | PHB436000K000B | 2189 | 620 | 266.855 | 475 | 3550.855 | 1424.145 | 4975
Tennessee - Memphis | Sanders | Tempstar (ICP) | Primary | Horizontal | 3.5 | PHB442000K000B | 2415 | 620 | 288.325 | 475 | 3798.325 | 1451.675 | 5250
Tennessee - Memphis | Sanders | Tempstar (ICP) | Primary | Horizontal | 4 | PHB448000K000B | 2582 | 620 | 304.19 | 475 | 3981.19 | 1448.81 | 5430
Tennessee - Memphis | Sanders | Tempstar (ICP) | Primary | Horizontal | 5 | PHB460000K000B | 2943 | 620 | 338.485 | 475 | 4376.485 | 1448.515 | 5825
Tennesee - All Markets | Habegger | Tempstar (ICP) | Primary | Horizontal | 2 | PHB424000K000B | 2047 | 620 | 253.365 | 475 | 3395.365 | 1454.635 | 4850
Tennesee - All Markets | Habegger | Tempstar (ICP) | Primary | Horizontal | 2.5 | PHB430000K000B | 2163 | 620 | 264.385 | 475 | 3522.385 | 1452.615 | 4975
Tennesee - All Markets | Habegger | Tempstar (ICP) | Primary | Horizontal | 3 | PHB436000K000B | 2189 | 620 | 266.855 | 475 | 3550.855 | 1424.145 | 4975
Tennesee - All Markets | Habegger | Tempstar (ICP) | Primary | Horizontal | 3.5 | PHB442000K000B | 2415 | 620 | 288.325 | 475 | 3798.325 | 1451.675 | 5250
Tennesee - All Markets | Habegger | Tempstar (ICP) | Primary | Horizontal | 4 | PHB448000K000B | 2582 | 620 | 304.19 | 475 | 3981.19 | 1448.81 | 5430
Tennesee - All Markets | Habegger | Tempstar (ICP) | Primary | Horizontal | 5 | PHB460000K000B | 2943 | 620 | 338.485 | 475 | 4376.485 | 1448.515 | 5825
Texas | Robert Madden | Day & Night (ICP) | Primary | Horizontal | 2 | PHB424000K000B | 2047 | 620 | 253.365 | 475 | 3395.365 | 1454.635 | 4850
Texas | Robert Madden | Day & Night (ICP) | Primary | Horizontal | 2.5 | PHB430000K000B | 2163 | 620 | 264.385 | 475 | 3522.385 | 1452.615 | 4975
Texas | Robert Madden | Day & Night (ICP) | Primary | Horizontal | 3 | PHB436000K000B | 2189 | 620 | 266.855 | 475 | 3550.855 | 1424.145 | 4975
Texas | Robert Madden | Day & Night (ICP) | Primary | Horizontal | 3.5 | PHB442000K000B | 2415 | 620 | 288.325 | 475 | 3798.325 | 1451.675 | 5250
Texas | Robert Madden | Day & Night (ICP) | Primary | Horizontal | 4 | PHB448000K000B | 2582 | 620 | 304.19 | 475 | 3981.19 | 1448.81 | 5430
Texas | Robert Madden | Day & Night (ICP) | Primary | Horizontal | 5 | PHB460000K000B | 2943 | 620 | 338.485 | 475 | 4376.485 | 1448.515 | 5825
Virginia | Baker | Grandaire | Primary | Horizontal | 2 | WPH524A000RKB | 2047 | 620 | 253.365 | 475 | 3395.365 | 1454.635 | 4850
Virginia | Baker | Grandaire | Primary | Horizontal | 2.5 | WPH530A000RKB | 2163 | 620 | 264.385 | 475 | 3522.385 | 1452.615 | 4975
Virginia | Baker | Grandaire | Primary | Horizontal | 3 | WPH536A000RKB | 2189 | 620 | 266.855 | 475 | 3550.855 | 1424.145 | 4975
Virginia | Baker | Grandaire | Primary | Horizontal | 3.5 | WPH542A000RKB | 2415 | 620 | 288.325 | 475 | 3798.325 | 1451.675 | 5250
Virginia | Baker | Grandaire | Primary | Horizontal | 4 | WPH548A000RKB | 2582 | 620 | 304.19 | 475 | 3981.19 | 1448.81 | 5430
Virginia | Baker | Grandaire | Primary | Horizontal | 5 | WPH560A000RKB | 2943 | 620 | 338.485 | 475 | 4376.485 | 1448.515 | 5825

## Packaged Elec HP w Heat Kit
HVAC Matchup Breakdown
Labor Includes the Following: | [5 empty] | Items not Included with Full Installations: | [5 empty] | Price
Scheduling City or County Inspections (Permit Costs Not Included) | [5 empty] | Permit Fees | [5 empty] | Priced Per Job
All Required Workers Comp & Liability Insurance | [5 empty] | Ductwork Replacement and Modifications | [5 empty] | Reference Duct-Plenum SOW
Direct Labor Costs to Complete the Installation | [5 empty] | Crane Rental for Roof Mounted Package Units | [5 empty] | Priced Per Job
Indirect Labor & Overhead Costs such as AP, AR & Job Management | [5 empty] | Low NOx Emission Regulation Fee <-- For California Furnace Partial and Full Installs | [5 empty] | 150
Average Tax Rate |  | 0.095 |  |  |  | HERS & CHEERS Rating Fee <-- For California Install (Price ranges from $150.00 - $300.00) | [5 empty] | Priced Per Job
[6 empty] | Roof Brackets/Curbs for roof Mounted Package Units | [5 empty] | Priced Per Job
[6 empty] | Gable Mount Engineering for Package Units Required by Code <--Central & South Florida | [5 empty] | 750
[6 empty] | Complete Drawing and Mechanical Design Submittals for Permitting | [5 empty] | 350
[6 empty] | Removal and Reinstallation of Attic Access Panels or Staircases | [5 empty] | (Repairs Completed by the GC)
$620 Material Pricing includes the following (as needed):
Region | Distributor | Brand | Guide | Type | Tonnage | Packaged HP | Price | Heat Kit | Price | Total Equpment | Avg Material Price | Avg Sales Tax | Warranty | Sub Total | Labor | SOW Price | Packaged Electrical Heat Pump System Materials
Alabama | Mingledorffs | Weathermaker | Primary | Horizontal | 2 | PH5GNAB24000 | 2047 | CPHEATER052B0 | 118 | 2165 | 620 | 264.575 | 475 | 3524.575 | 1450.425 | 4975 | Digital 1/1 Thermostat
Alabama | Mingledorffs | Weathermaker | Primary | Horizontal | 2 | PH5GNAB24000 | 2047 | CPHEATER130A02LC | 222 | 2269 | 620 | 274.455 | 475 | 3638.455 | 1336.545 | 4975 | Ductwork Transition Material
Alabama | Mingledorffs | Weathermaker | Primary | Horizontal | 2.5 | PH5GNAB30000 | 2163 | CPHEATER052B0 | 118 | 2281 | 620 | 275.595 | 475 | 3651.595 | 1448.405 | 5100 | Outdoor Unit Pad
Alabama | Mingledorffs | Weathermaker | Primary | Horizontal | 2.5 | PH5GNAB30000 | 2163 | CPHEATER130A02LC | 222 | 2385 | 620 | 285.475 | 475 | 3765.475 | 1334.525 | 5100 | Misc Installation Supplies
Alabama | Mingledorffs | Weathermaker | Primary | Horizontal | 3 | PH5GNAB36000 | 2189 | CPHEATER050B0 | 256 | 2445 | 620 | 291.175 | 475 | 3831.175 | 1418.825 | 5250 | 240V Disconnect
Alabama | Mingledorffs | Weathermaker | Primary | Horizontal | 3 | PH5GNAB36000 | 2189 | CPHEATER130A02LC | 222 | 2411 | 620 | 287.945 | 475 | 3793.945 | 1456.055 | 5250
Alabama | Mingledorffs | Weathermaker | Primary | Horizontal | 3.5 | PH5GNAB42000 | 2415 | CPHEATER050B0 | 256 | 2671 | 620 | 312.645 | 475 | 4078.645 | 1421.355 | 5500 | 240V Whip
Alabama | Mingledorffs | Weathermaker | Primary | Horizontal | 3.5 | PH5GNAB42000 | 2415 | CPHEATER130A02LC | 222 | 2637 | 620 | 309.415 | 475 | 4041.415 | 1458.585 | 5500
Alabama | Mingledorffs | Weathermaker | Primary | Horizontal | 4 | PH5GNAB48000 | 2582 | CPHEATER050B0 | 256 | 2838 | 620 | 328.51 | 475 | 4261.51 | 1413.49 | 5675 | Weathershield (Doghouse)
Alabama | Mingledorffs | Weathermaker | Primary | Horizontal | 4 | PH5GNAB48000 | 2582 | CPHEATER130A02LC | 222 | 2804 | 620 | 325.28 | 475 | 4224.28 | 1450.72 | 5675
Alabama | Mingledorffs | Weathermaker | Primary | Horizontal | 5 | PH5GNAB60000 | 2943 | CPHEATER050B0 | 256 | 3199 | 620 | 362.805 | 475 | 4656.805 | 1418.195 | 6075 | PVC Drain Material
Alabama | Mingledorffs | Weathermaker | Primary | Horizontal | 5 | PH5GNAB60000 | 2943 | CPHEATER130A02LC | 222 | 3165 | 620 | 359.575 | 475 | 4619.575 | 1455.425 | 6075
Arizona | Sigler | Payne | Primary | Horizontal | 2 | PH5GNAB24000 | 2047 | CPHEATER052B0 | 118 | 2165 | 620 | 264.575 | 475 | 3524.575 | 1450.425 | 4975
Arizona | Sigler | Payne | Primary | Horizontal | 2 | PH5GNAB24000 | 2047 | CPHEATER130A02LC | 222 | 2269 | 620 | 274.455 | 475 | 3638.455 | 1336.545 | 4975
Arizona | Sigler | Payne | Primary | Horizontal | 2.5 | PH5GNAB30000 | 2163 | CPHEATER052B0 | 118 | 2281 | 620 | 275.595 | 475 | 3651.595 | 1448.405 | 5100
Arizona | Sigler | Payne | Primary | Horizontal | 2.5 | PH5GNAB30000 | 2163 | CPHEATER130A02LC | 222 | 2385 | 620 | 285.475 | 475 | 3765.475 | 1334.525 | 5100
Arizona | Sigler | Payne | Primary | Horizontal | 3 | PH5GNAB36000 | 2189 | CPHEATER050B0 | 256 | 2445 | 620 | 291.175 | 475 | 3831.175 | 1418.825 | 5250
Arizona | Sigler | Payne | Primary | Horizontal | 3 | PH5GNAB36000 | 2189 | CPHEATER130A02LC | 222 | 2411 | 620 | 287.945 | 475 | 3793.945 | 1456.055 | 5250
Arizona | Sigler | Payne | Primary | Horizontal | 3.5 | PH5GNAB42000 | 2415 | CPHEATER050B0 | 256 | 2671 | 620 | 312.645 | 475 | 4078.645 | 1421.355 | 5500
Arizona | Sigler | Payne | Primary | Horizontal | 3.5 | PH5GNAB42000 | 2415 | CPHEATER130A02LC | 222 | 2637 | 620 | 309.415 | 475 | 4041.415 | 1458.585 | 5500
Arizona | Sigler | Payne | Primary | Horizontal | 4 | PH5GNAB48000 | 2582 | CPHEATER050B0 | 256 | 2838 | 620 | 328.51 | 475 | 4261.51 | 1413.49 | 5675
Arizona | Sigler | Payne | Primary | Horizontal | 4 | PH5GNAB48000 | 2582 | CPHEATER130A02LC | 222 | 2804 | 620 | 325.28 | 475 | 4224.28 | 1450.72 | 5675
Arizona | Sigler | Payne | Primary | Horizontal | 5 | PH5GNAB60000 | 2943 | CPHEATER050B0 | 256 | 3199 | 620 | 362.805 | 475 | 4656.805 | 1418.195 | 6075
Arizona | Sigler | Payne | Primary | Horizontal | 5 | PH5GNAB60000 | 2943 | CPHEATER130A02LC | 222 | 3165 | 620 | 359.575 | 475 | 4619.575 | 1455.425 | 6075
Colorado | Lohmiller | Payne | Primary | Horizontal | 2 | PH5GNAB24000 | 2047 | CPHEATER052B0 | 118 | 2165 | 620 | 264.575 | 475 | 3524.575 | 1450.425 | 4975
Colorado | Lohmiller | Payne | Primary | Horizontal | 2 | PH5GNAB24000 | 2047 | CPHEATER130A02LC | 222 | 2269 | 620 | 274.455 | 475 | 3638.455 | 1336.545 | 4975
Colorado | Lohmiller | Payne | Primary | Horizontal | 2.5 | PH5GNAB30000 | 2163 | CPHEATER052B0 | 118 | 2281 | 620 | 275.595 | 475 | 3651.595 | 1448.405 | 5100
Colorado | Lohmiller | Payne | Primary | Horizontal | 2.5 | PH5GNAB30000 | 2163 | CPHEATER130A02LC | 222 | 2385 | 620 | 285.475 | 475 | 3765.475 | 1334.525 | 5100
Colorado | Lohmiller | Payne | Primary | Horizontal | 3 | PH5GNAB36000 | 2189 | CPHEATER050B0 | 256 | 2445 | 620 | 291.175 | 475 | 3831.175 | 1418.825 | 5250
Colorado | Lohmiller | Payne | Primary | Horizontal | 3 | PH5GNAB36000 | 2189 | CPHEATER130A02LC | 222 | 2411 | 620 | 287.945 | 475 | 3793.945 | 1456.055 | 5250
Colorado | Lohmiller | Payne | Primary | Horizontal | 3.5 | PH5GNAB42000 | 2415 | CPHEATER050B0 | 256 | 2671 | 620 | 312.645 | 475 | 4078.645 | 1421.355 | 5500
Colorado | Lohmiller | Payne | Primary | Horizontal | 3.5 | PH5GNAB42000 | 2415 | CPHEATER130A02LC | 222 | 2637 | 620 | 309.415 | 475 | 4041.415 | 1458.585 | 5500
Colorado | Lohmiller | Payne | Primary | Horizontal | 4 | PH5GNAB48000 | 2582 | CPHEATER050B0 | 256 | 2838 | 620 | 328.51 | 475 | 4261.51 | 1413.49 | 5675
Colorado | Lohmiller | Payne | Primary | Horizontal | 4 | PH5GNAB48000 | 2582 | CPHEATER130A02LC | 222 | 2804 | 620 | 325.28 | 475 | 4224.28 | 1450.72 | 5675
Colorado | Lohmiller | Payne | Primary | Horizontal | 5 | PH5GNAB60000 | 2943 | CPHEATER050B0 | 256 | 3199 | 620 | 362.805 | 475 | 4656.805 | 1418.195 | 6075
Colorado | Lohmiller | Payne | Primary | Horizontal | 5 | PH5GNAB60000 | 2943 | CPHEATER130A02LC | 222 | 3165 | 620 | 359.575 | 475 | 4619.575 | 1455.425 | 6075
Florida | Baker | Grandaire | Primary | Horizontal | 2 | WPH524A000RKB | 2047 | CPHEATER052B0 | 118 | 2165 | 620 | 264.575 | 475 | 3524.575 | 1450.425 | 4975
Florida | Baker | Grandaire | Primary | Horizontal | 2 | WPH524A000RKB | 2047 | CPHEATER125A03 | 134 | 2181 | 620 | 266.095 | 475 | 3542.095 | 1432.905 | 4975
Florida | Baker | Grandaire | Primary | Horizontal | 2.5 | WPH530A000RKB | 2163 | CPHEATER052B0 | 118 | 2281 | 620 | 275.595 | 475 | 3651.595 | 1448.405 | 5100
Florida | Baker | Grandaire | Primary | Horizontal | 2.5 | WPH530A000RKB | 2163 | CPHEATER125A03 | 134 | 2297 | 620 | 277.115 | 475 | 3669.115 | 1430.885 | 5100
Florida | Baker | Grandaire | Primary | Horizontal | 3 | WPH536A000RKB | 2189 | CPHEATER050B0 | 256 | 2445 | 620 | 291.175 | 475 | 3831.175 | 1418.825 | 5250
Florida | Baker | Grandaire | Primary | Horizontal | 3 | WPH536A000RKB | 2189 | CPHEATER125A03 | 134 | 2323 | 620 | 279.585 | 475 | 3697.585 | 1552.415 | 5250
Florida | Baker | Grandaire | Primary | Horizontal | 3.5 | WPH542A000RKB | 2415 | CPHEATER050B0 | 256 | 2671 | 620 | 312.645 | 475 | 4078.645 | 1421.355 | 5500
Florida | Baker | Grandaire | Primary | Horizontal | 3.5 | WPH542A000RKB | 2415 | CPHEATER125A0 | 134 | 2549 | 620 | 301.055 | 475 | 3945.055 | 1554.945 | 5500
Florida | Baker | Grandaire | Primary | Horizontal | 4 | WPH548A000RKB | 2582 | CPHEATER050B0 | 256 | 2838 | 620 | 328.51 | 475 | 4261.51 | 1413.49 | 5675
Florida | Baker | Grandaire | Primary | Horizontal | 4 | WPH548A000RKB | 2582 | CPHEATER125A0 | 134 | 2716 | 620 | 316.92 | 475 | 4127.92 | 1547.08 | 5675
Florida | Baker | Grandaire | Primary | Horizontal | 5 | WPH560A000RKB | 2943 | CPHEATER050B0 | 256 | 3199 | 620 | 362.805 | 475 | 4656.805 | 1418.195 | 6075
Florida | Baker | Grandaire | Primary | Horizontal | 5 | WPH560A000RKB | 2943 | CPHEATER129A03 | 190 | 3133 | 620 | 356.535 | 475 | 4584.535 | 1490.465 | 6075
Georgia | Mingledorffs | Weathermaker | Primary | Horizontal | 2 | PH5GNAB24000 | 2047 | CPHEATER052B0 | 118 | 2165 | 620 | 264.575 | 475 | 3524.575 | 1450.425 | 4975
Georgia | Mingledorffs | Weathermaker | Primary | Horizontal | 2 | PH5GNAB24000 | 2047 | CPHEATER130A02LC | 222 | 2269 | 620 | 274.455 | 475 | 3638.455 | 1336.545 | 4975
Georgia | Mingledorffs | Weathermaker | Primary | Horizontal | 2.5 | PH5GNAB30000 | 2163 | CPHEATER052B0 | 118 | 2281 | 620 | 275.595 | 475 | 3651.595 | 1448.405 | 5100
Georgia | Mingledorffs | Weathermaker | Primary | Horizontal | 2.5 | PH5GNAB30000 | 2163 | CPHEATER130A02LC | 222 | 2385 | 620 | 285.475 | 475 | 3765.475 | 1334.525 | 5100
Georgia | Mingledorffs | Weathermaker | Primary | Horizontal | 3 | PH5GNAB36000 | 2189 | CPHEATER050B0 | 256 | 2445 | 620 | 291.175 | 475 | 3831.175 | 1418.825 | 5250
Georgia | Mingledorffs | Weathermaker | Primary | Horizontal | 3 | PH5GNAB36000 | 2189 | CPHEATER130A02LC | 222 | 2411 | 620 | 287.945 | 475 | 3793.945 | 1456.055 | 5250
Georgia | Mingledorffs | Weathermaker | Primary | Horizontal | 3.5 | PH5GNAB42000 | 2415 | CPHEATER050B0 | 256 | 2671 | 620 | 312.645 | 475 | 4078.645 | 1421.355 | 5500
Georgia | Mingledorffs | Weathermaker | Primary | Horizontal | 3.5 | PH5GNAB42000 | 2415 | CPHEATER130A02LC | 222 | 2637 | 620 | 309.415 | 475 | 4041.415 | 1458.585 | 5500
Georgia | Mingledorffs | Weathermaker | Primary | Horizontal | 4 | PH5GNAB48000 | 2582 | CPHEATER050B0 | 256 | 2838 | 620 | 328.51 | 475 | 4261.51 | 1413.49 | 5675
Georgia | Mingledorffs | Weathermaker | Primary | Horizontal | 4 | PH5GNAB48000 | 2582 | CPHEATER130A02LC | 222 | 2804 | 620 | 325.28 | 475 | 4224.28 | 1450.72 | 5675
Georgia | Mingledorffs | Weathermaker | Primary | Horizontal | 5 | PH5GNAB60000 | 2943 | CPHEATER050B0 | 256 | 3199 | 620 | 362.805 | 475 | 4656.805 | 1418.195 | 6075
Georgia | Mingledorffs | Weathermaker | Primary | Horizontal | 5 | PH5GNAB60000 | 2943 | CPHEATER130A02LC | 222 | 3165 | 620 | 359.575 | 475 | 4619.575 | 1455.425 | 6075
Indiana | Habegger | Day & Night (ICP) | Primary | Horizontal | 2 | PHB424000K000B | 2047 | CPHEATER054B0 | 389 | 2436 | 620 | 290.32 | 475 | 3821.32 | 1153.68 | 4975
Indiana | Habegger | Day & Night (ICP) | Primary | Horizontal | 2 | PHB424000K000B | 2047 | CPHEATER130A03 | 233 | 2280 | 620 | 275.5 | 475 | 3650.5 | 1324.5 | 4975
Indiana | Habegger | Day & Night (ICP) | Primary | Horizontal | 2.5 | PHB430000K000B | 2163 | CPHEATER054B0 | 389 | 2552 | 620 | 301.34 | 475 | 3948.34 | 1151.66 | 5100
Indiana | Habegger | Day & Night (ICP) | Primary | Horizontal | 2.5 | PHB430000K000B | 2163 | CPHEATER130A03 | 233 | 2396 | 620 | 286.52 | 475 | 3777.52 | 1322.48 | 5100
Indiana | Habegger | Day & Night (ICP) | Primary | Horizontal | 3 | PHB436000K000B | 2189 | CPHEATER050B0 | 256 | 2445 | 620 | 291.175 | 475 | 3831.175 | 1418.825 | 5250
Indiana | Habegger | Day & Night (ICP) | Primary | Horizontal | 3 | PHB436000K000B | 2189 | CPHEATER130A03 | 233 | 2422 | 620 | 288.99 | 475 | 3805.99 | 1444.01 | 5250
Indiana | Habegger | Day & Night (ICP) | Primary | Horizontal | 3.5 | PHB442000K000B | 2415 | CPHEATER050B0 | 256 | 2671 | 620 | 312.645 | 475 | 4078.645 | 1421.355 | 5500
Indiana | Habegger | Day & Night (ICP) | Primary | Horizontal | 3.5 | PHB442000K000B | 2415 | CPHEATER130A03 | 233 | 2648 | 620 | 310.46 | 475 | 4053.46 | 1446.54 | 5500
Indiana | Habegger | Day & Night (ICP) | Primary | Horizontal | 4 | PHB448000K000B | 2582 | CPHEATER050B0 | 256 | 2838 | 620 | 328.51 | 475 | 4261.51 | 1413.49 | 5675
Indiana | Habegger | Day & Night (ICP) | Primary | Horizontal | 4 | PHB448000K000B | 2582 | CPHEATER131A03 | 330 | 2912 | 620 | 335.54 | 475 | 4342.54 | 1332.46 | 5675
Indiana | Habegger | Day & Night (ICP) | Primary | Horizontal | 5 | PHB460000K000B | 2943 | CPHEATER050B0 | 256 | 3199 | 620 | 362.805 | 475 | 4656.805 | 1418.195 | 6075
Indiana | Habegger | Day & Night (ICP) | Primary | Horizontal | 5 | PHB460000K000B | 2943 | CPHEATER131A03 | 330 | 3273 | 620 | 369.835 | 475 | 4737.835 | 1337.165 | 6075
Kansas | Baker | Grandaire | Primary | Horizontal | 2 | WPH524A000RKB | 2047 | CPHEATER052B0 | 118 | 2165 | 620 | 264.575 | 475 | 3524.575 | 1450.425 | 4975
Kansas | Baker | Grandaire | Primary | Horizontal | 2 | WPH524A000RKB | 2047 | CPHEATER125A03 | 134 | 2181 | 620 | 266.095 | 475 | 3542.095 | 1432.905 | 4975
Kansas | Baker | Grandaire | Primary | Horizontal | 2.5 | WPH530A000RKB | 2163 | CPHEATER052B0 | 118 | 2281 | 620 | 275.595 | 475 | 3651.595 | 1448.405 | 5100
Kansas | Baker | Grandaire | Primary | Horizontal | 2.5 | WPH530A000RKB | 2163 | CPHEATER125A03 | 134 | 2297 | 620 | 277.115 | 475 | 3669.115 | 1430.885 | 5100
Kansas | Baker | Grandaire | Primary | Horizontal | 3 | WPH536A000RKB | 2189 | CPHEATER050B0 | 256 | 2445 | 620 | 291.175 | 475 | 3831.175 | 1418.825 | 5250
Kansas | Baker | Grandaire | Primary | Horizontal | 3 | WPH536A000RKB | 2189 | CPHEATER125A03 | 134 | 2323 | 620 | 279.585 | 475 | 3697.585 | 1552.415 | 5250
Kansas | Baker | Grandaire | Primary | Horizontal | 3.5 | WPH542A000RKB | 2415 | CPHEATER050B0 | 256 | 2671 | 620 | 312.645 | 475 | 4078.645 | 1421.355 | 5500
Kansas | Baker | Grandaire | Primary | Horizontal | 3.5 | WPH542A000RKB | 2415 | CPHEATER125A0 | 134 | 2549 | 620 | 301.055 | 475 | 3945.055 | 1554.945 | 5500
Kansas | Baker | Grandaire | Primary | Horizontal | 4 | WPH548A000RKB | 2582 | CPHEATER050B0 | 256 | 2838 | 620 | 328.51 | 475 | 4261.51 | 1413.49 | 5675
Kansas | Baker | Grandaire | Primary | Horizontal | 4 | WPH548A000RKB | 2582 | CPHEATER125A0 | 134 | 2716 | 620 | 316.92 | 475 | 4127.92 | 1547.08 | 5675
Kansas | Baker | Grandaire | Primary | Horizontal | 5 | WPH560A000RKB | 2943 | CPHEATER050B0 | 256 | 3199 | 620 | 362.805 | 475 | 4656.805 | 1418.195 | 6075
Kansas | Baker | Grandaire | Primary | Horizontal | 5 | WPH560A000RKB | 2943 | CPHEATER129A03 | 190 | 3133 | 620 | 356.535 | 475 | 4584.535 | 1490.465 | 6075
Nevada | Sigler | Payne | Primary | Horizontal | 2 | PH5GNAB24000 | 2047 | CPHEATER052B0 | 118 | 2165 | 620 | 264.575 | 475 | 3524.575 | 1450.425 | 4975
Nevada | Sigler | Payne | Primary | Horizontal | 2 | PH5GNAB24000 | 2047 | CPHEATER130A02LC | 222 | 2269 | 620 | 274.455 | 475 | 3638.455 | 1336.545 | 4975
Nevada | Sigler | Payne | Primary | Horizontal | 2.5 | PH5GNAB30000 | 2163 | CPHEATER052B0 | 118 | 2281 | 620 | 275.595 | 475 | 3651.595 | 1448.405 | 5100
Nevada | Sigler | Payne | Primary | Horizontal | 2.5 | PH5GNAB30000 | 2163 | CPHEATER130A02LC | 222 | 2385 | 620 | 285.475 | 475 | 3765.475 | 1334.525 | 5100
Nevada | Sigler | Payne | Primary | Horizontal | 3 | PH5GNAB36000 | 2189 | CPHEATER050B0 | 256 | 2445 | 620 | 291.175 | 475 | 3831.175 | 1418.825 | 5250
Nevada | Sigler | Payne | Primary | Horizontal | 3 | PH5GNAB36000 | 2189 | CPHEATER130A02LC | 222 | 2411 | 620 | 287.945 | 475 | 3793.945 | 1456.055 | 5250
Nevada | Sigler | Payne | Primary | Horizontal | 3.5 | PH5GNAB42000 | 2415 | CPHEATER050B0 | 256 | 2671 | 620 | 312.645 | 475 | 4078.645 | 1421.355 | 5500
Nevada | Sigler | Payne | Primary | Horizontal | 3.5 | PH5GNAB42000 | 2415 | CPHEATER130A02LC | 222 | 2637 | 620 | 309.415 | 475 | 4041.415 | 1458.585 | 5500
Nevada | Sigler | Payne | Primary | Horizontal | 4 | PH5GNAB48000 | 2582 | CPHEATER050B0 | 256 | 2838 | 620 | 328.51 | 475 | 4261.51 | 1413.49 | 5675
Nevada | Sigler | Payne | Primary | Horizontal | 4 | PH5GNAB48000 | 2582 | CPHEATER130A02LC | 222 | 2804 | 620 | 325.28 | 475 | 4224.28 | 1450.72 | 5675
Nevada | Sigler | Payne | Primary | Horizontal | 5 | PH5GNAB60000 | 2943 | CPHEATER050B0 | 256 | 3199 | 620 | 362.805 | 475 | 4656.805 | 1418.195 | 6075
Nevada | Sigler | Payne | Primary | Horizontal | 5 | PH5GNAB60000 | 2943 | CPHEATER130A02LC | 222 | 3165 | 620 | 359.575 | 475 | 4619.575 | 1455.425 | 6075
North Carolina | Baker | Grandaire | Primary | Horizontal | 2 | WPH524A000RKB | 2047 | CPHEATER052B0 | 118 | 2165 | 620 | 264.575 | 475 | 3524.575 | 1450.425 | 4975
North Carolina | Baker | Grandaire | Primary | Horizontal | 2 | WPH524A000RKB | 2047 | CPHEATER125A03 | 134 | 2181 | 620 | 266.095 | 475 | 3542.095 | 1432.905 | 4975
North Carolina | Baker | Grandaire | Primary | Horizontal | 2.5 | WPH530A000RKB | 2163 | CPHEATER052B0 | 118 | 2281 | 620 | 275.595 | 475 | 3651.595 | 1448.405 | 5100
North Carolina | Baker | Grandaire | Primary | Horizontal | 2.5 | WPH530A000RKB | 2163 | CPHEATER125A03 | 134 | 2297 | 620 | 277.115 | 475 | 3669.115 | 1430.885 | 5100
North Carolina | Baker | Grandaire | Primary | Horizontal | 3 | WPH536A000RKB | 2189 | CPHEATER050B0 | 256 | 2445 | 620 | 291.175 | 475 | 3831.175 | 1418.825 | 5250
North Carolina | Baker | Grandaire | Primary | Horizontal | 3 | WPH536A000RKB | 2189 | CPHEATER125A03 | 134 | 2323 | 620 | 279.585 | 475 | 3697.585 | 1552.415 | 5250
North Carolina | Baker | Grandaire | Primary | Horizontal | 3.5 | WPH542A000RKB | 2415 | CPHEATER050B0 | 256 | 2671 | 620 | 312.645 | 475 | 4078.645 | 1421.355 | 5500
North Carolina | Baker | Grandaire | Primary | Horizontal | 3.5 | WPH542A000RKB | 2415 | CPHEATER125A0 | 134 | 2549 | 620 | 301.055 | 475 | 3945.055 | 1554.945 | 5500
North Carolina | Baker | Grandaire | Primary | Horizontal | 4 | WPH548A000RKB | 2582 | CPHEATER050B0 | 256 | 2838 | 620 | 328.51 | 475 | 4261.51 | 1413.49 | 5675
North Carolina | Baker | Grandaire | Primary | Horizontal | 4 | WPH548A000RKB | 2582 | CPHEATER125A0 | 134 | 2716 | 620 | 316.92 | 475 | 4127.92 | 1547.08 | 5675
North Carolina | Baker | Grandaire | Primary | Horizontal | 5 | WPH560A000RKB | 2943 | CPHEATER050B0 | 256 | 3199 | 620 | 362.805 | 475 | 4656.805 | 1418.195 | 6075
North Carolina | Baker | Grandaire | Primary | Horizontal | 5 | WPH560A000RKB | 2943 | CPHEATER129A03 | 190 | 3133 | 620 | 356.535 | 475 | 4584.535 | 1490.465 | 6075
Ohio - Columbus | Habegger | Payne | Primary | Horizontal | 2 | PH5GNAB24000 | 2047 | CPHEATER052B0 | 118 | 2165 | 620 | 264.575 | 475 | 3524.575 | 1450.425 | 4975
Ohio - Columbus | Habegger | Payne | Primary | Horizontal | 2 | PH5GNAB24000 | 2047 | CPHEATER130A02LC | 222 | 2269 | 620 | 274.455 | 475 | 3638.455 | 1336.545 | 4975
Ohio - Columbus | Habegger | Payne | Primary | Horizontal | 2.5 | PH5GNAB30000 | 2163 | CPHEATER052B0 | 118 | 2281 | 620 | 275.595 | 475 | 3651.595 | 1448.405 | 5100
Ohio - Columbus | Habegger | Payne | Primary | Horizontal | 2.5 | PH5GNAB30000 | 2163 | CPHEATER130A02LC | 222 | 2385 | 620 | 285.475 | 475 | 3765.475 | 1334.525 | 5100
Ohio - Columbus | Habegger | Payne | Primary | Horizontal | 3 | PH5GNAB36000 | 2189 | CPHEATER050B0 | 256 | 2445 | 620 | 291.175 | 475 | 3831.175 | 1418.825 | 5250
Ohio - Columbus | Habegger | Payne | Primary | Horizontal | 3 | PH5GNAB36000 | 2189 | CPHEATER130A02LC | 222 | 2411 | 620 | 287.945 | 475 | 3793.945 | 1456.055 | 5250
Ohio - Columbus | Habegger | Payne | Primary | Horizontal | 3.5 | PH5GNAB42000 | 2415 | CPHEATER050B0 | 256 | 2671 | 620 | 312.645 | 475 | 4078.645 | 1421.355 | 5500
Ohio - Columbus | Habegger | Payne | Primary | Horizontal | 3.5 | PH5GNAB42000 | 2415 | CPHEATER130A02LC | 222 | 2637 | 620 | 309.415 | 475 | 4041.415 | 1458.585 | 5500
Ohio - Columbus | Habegger | Payne | Primary | Horizontal | 4 | PH5GNAB48000 | 2582 | CPHEATER050B0 | 256 | 2838 | 620 | 328.51 | 475 | 4261.51 | 1413.49 | 5675
Ohio - Columbus | Habegger | Payne | Primary | Horizontal | 4 | PH5GNAB48000 | 2582 | CPHEATER130A02LC | 222 | 2804 | 620 | 325.28 | 475 | 4224.28 | 1450.72 | 5675
Ohio - Columbus | Habegger | Payne | Primary | Horizontal | 5 | PH5GNAB60000 | 2943 | CPHEATER050B0 | 256 | 3199 | 620 | 362.805 | 475 | 4656.805 | 1418.195 | 6075
Ohio - Columbus | Habegger | Payne | Primary | Horizontal | 5 | PH5GNAB60000 | 2943 | CPHEATER130A02LC | 222 | 3165 | 620 | 359.575 | 475 | 4619.575 | 1455.425 | 6075
Ohio - North East | Habegger | ICP | Primary | Horizontal | 2 | PHB424000K000B | 2047 | CPHEATER054B0 | 389 | 2436 | 620 | 290.32 | 475 | 3821.32 | 1153.68 | 4975
Ohio - North East | Habegger | ICP | Primary | Horizontal | 2 | PHB424000K000B | 2047 | CPHEATER130A03 | 233 | 2280 | 620 | 275.5 | 475 | 3650.5 | 1324.5 | 4975
Ohio - North East | Habegger | ICP | Primary | Horizontal | 2.5 | PHB430000K000B | 2163 | CPHEATER054B0 | 389 | 2552 | 620 | 301.34 | 475 | 3948.34 | 1151.66 | 5100
Ohio - North East | Habegger | ICP | Primary | Horizontal | 2.5 | PHB430000K000B | 2163 | CPHEATER130A03 | 233 | 2396 | 620 | 286.52 | 475 | 3777.52 | 1322.48 | 5100
Ohio - North East | Habegger | ICP | Primary | Horizontal | 3 | PHB436000K000B | 2189 | CPHEATER050B0 | 256 | 2445 | 620 | 291.175 | 475 | 3831.175 | 1418.825 | 5250
Ohio - North East | Habegger | ICP | Primary | Horizontal | 3 | PHB436000K000B | 2189 | CPHEATER130A03 | 233 | 2422 | 620 | 288.99 | 475 | 3805.99 | 1444.01 | 5250
Ohio - North East | Habegger | ICP | Primary | Horizontal | 3.5 | PHB442000K000B | 2415 | CPHEATER050B0 | 256 | 2671 | 620 | 312.645 | 475 | 4078.645 | 1421.355 | 5500
Ohio - North East | Habegger | ICP | Primary | Horizontal | 3.5 | PHB442000K000B | 2415 | CPHEATER130A03 | 233 | 2648 | 620 | 310.46 | 475 | 4053.46 | 1446.54 | 5500
Ohio - North East | Habegger | ICP | Primary | Horizontal | 4 | PHB448000K000B | 2582 | CPHEATER050B0 | 256 | 2838 | 620 | 328.51 | 475 | 4261.51 | 1413.49 | 5675
Ohio - North East | Habegger | ICP | Primary | Horizontal | 4 | PHB448000K000B | 2582 | CPHEATER131A03 | 330 | 2912 | 620 | 335.54 | 475 | 4342.54 | 1332.46 | 5675
Ohio - North East | Habegger | ICP | Primary | Horizontal | 5 | PHB460000K000B | 2943 | CPHEATER050B0 | 256 | 3199 | 620 | 362.805 | 475 | 4656.805 | 1418.195 | 6075
Ohio - North East | Habegger | ICP | Primary | Horizontal | 5 | PHB460000K000B | 2943 | CPHEATER131A03 | 330 | 3273 | 620 | 369.835 | 475 | 4737.835 | 1337.165 | 6075
Ohio - South West | Habegger | Payne | Primary | Horizontal | 2 | PH5GNAB24000 | 2047 | CPHEATER052B0 | 118 | 2165 | 620 | 264.575 | 475 | 3524.575 | 1450.425 | 4975
Ohio - South West | Habegger | Payne | Primary | Horizontal | 2 | PH5GNAB24000 | 2047 | CPHEATER130A02LC | 222 | 2269 | 620 | 274.455 | 475 | 3638.455 | 1336.545 | 4975
Ohio - South West | Habegger | Payne | Primary | Horizontal | 2.5 | PH5GNAB30000 | 2163 | CPHEATER052B0 | 118 | 2281 | 620 | 275.595 | 475 | 3651.595 | 1448.405 | 5100
Ohio - South West | Habegger | Payne | Primary | Horizontal | 2.5 | PH5GNAB30000 | 2163 | CPHEATER130A02LC | 222 | 2385 | 620 | 285.475 | 475 | 3765.475 | 1334.525 | 5100
Ohio - South West | Habegger | Payne | Primary | Horizontal | 3 | PH5GNAB36000 | 2189 | CPHEATER050B0 | 256 | 2445 | 620 | 291.175 | 475 | 3831.175 | 1418.825 | 5250
Ohio - South West | Habegger | Payne | Primary | Horizontal | 3 | PH5GNAB36000 | 2189 | CPHEATER130A02LC | 222 | 2411 | 620 | 287.945 | 475 | 3793.945 | 1456.055 | 5250
Ohio - South West | Habegger | Payne | Primary | Horizontal | 3.5 | PH5GNAB42000 | 2415 | CPHEATER050B0 | 256 | 2671 | 620 | 312.645 | 475 | 4078.645 | 1421.355 | 5500
Ohio - South West | Habegger | Payne | Primary | Horizontal | 3.5 | PH5GNAB42000 | 2415 | CPHEATER130A02LC | 222 | 2637 | 620 | 309.415 | 475 | 4041.415 | 1458.585 | 5500
Ohio - South West | Habegger | Payne | Primary | Horizontal | 4 | PH5GNAB48000 | 2582 | CPHEATER050B0 | 256 | 2838 | 620 | 328.51 | 475 | 4261.51 | 1413.49 | 5675
Ohio - South West | Habegger | Payne | Primary | Horizontal | 4 | PH5GNAB48000 | 2582 | CPHEATER130A02LC | 222 | 2804 | 620 | 325.28 | 475 | 4224.28 | 1450.72 | 5675
Ohio - South West | Habegger | Payne | Primary | Horizontal | 5 | PH5GNAB60000 | 2943 | CPHEATER050B0 | 256 | 3199 | 620 | 362.805 | 475 | 4656.805 | 1418.195 | 6075
Ohio - South West | Habegger | Payne | Primary | Horizontal | 5 | PH5GNAB60000 | 2943 | CPHEATER130A02LC | 222 | 3165 | 620 | 359.575 | 475 | 4619.575 | 1455.425 | 6075
Oklahoma | Baker | Grandaire | Primary | Horizontal | 2 | WPH524A000RKB | 2047 | CPHEATER052B0 | 118 | 2165 | 620 | 264.575 | 475 | 3524.575 | 1450.425 | 4975
Oklahoma | Baker | Grandaire | Primary | Horizontal | 2 | WPH524A000RKB | 2047 | CPHEATER125A03 | 134 | 2181 | 620 | 266.095 | 475 | 3542.095 | 1432.905 | 4975
Oklahoma | Baker | Grandaire | Primary | Horizontal | 2.5 | WPH530A000RKB | 2163 | CPHEATER052B0 | 118 | 2281 | 620 | 275.595 | 475 | 3651.595 | 1448.405 | 5100
Oklahoma | Baker | Grandaire | Primary | Horizontal | 2.5 | WPH530A000RKB | 2163 | CPHEATER125A03 | 134 | 2297 | 620 | 277.115 | 475 | 3669.115 | 1430.885 | 5100
Oklahoma | Baker | Grandaire | Primary | Horizontal | 3 | WPH536A000RKB | 2189 | CPHEATER050B0 | 256 | 2445 | 620 | 291.175 | 475 | 3831.175 | 1418.825 | 5250
Oklahoma | Baker | Grandaire | Primary | Horizontal | 3 | WPH536A000RKB | 2189 | CPHEATER125A03 | 134 | 2323 | 620 | 279.585 | 475 | 3697.585 | 1552.415 | 5250
Oklahoma | Baker | Grandaire | Primary | Horizontal | 3.5 | WPH542A000RKB | 2415 | CPHEATER050B0 | 256 | 2671 | 620 | 312.645 | 475 | 4078.645 | 1421.355 | 5500
Oklahoma | Baker | Grandaire | Primary | Horizontal | 3.5 | WPH542A000RKB | 2415 | CPHEATER125A0 | 134 | 2549 | 620 | 301.055 | 475 | 3945.055 | 1554.945 | 5500
Oklahoma | Baker | Grandaire | Primary | Horizontal | 4 | WPH548A000RKB | 2582 | CPHEATER050B0 | 256 | 2838 | 620 | 328.51 | 475 | 4261.51 | 1413.49 | 5675
Oklahoma | Baker | Grandaire | Primary | Horizontal | 4 | WPH548A000RKB | 2582 | CPHEATER125A0 | 134 | 2716 | 620 | 316.92 | 475 | 4127.92 | 1547.08 | 5675
Oklahoma | Baker | Grandaire | Primary | Horizontal | 5 | WPH560A000RKB | 2943 | CPHEATER050B0 | 256 | 3199 | 620 | 362.805 | 475 | 4656.805 | 1418.195 | 6075
Oklahoma | Baker | Grandaire | Primary | Horizontal | 5 | WPH560A000RKB | 2943 | CPHEATER129A03 | 190 | 3133 | 620 | 356.535 | 475 | 4584.535 | 1490.465 | 6075
South Carolina | Baker | Grandaire | Primary | Horizontal | 2 | WPH524A000RKB | 2047 | CPHEATER052B0 | 118 | 2165 | 620 | 264.575 | 475 | 3524.575 | 1450.425 | 4975
South Carolina | Baker | Grandaire | Primary | Horizontal | 2 | WPH524A000RKB | 2047 | CPHEATER125A03 | 134 | 2181 | 620 | 266.095 | 475 | 3542.095 | 1432.905 | 4975
South Carolina | Baker | Grandaire | Primary | Horizontal | 2.5 | WPH530A000RKB | 2163 | CPHEATER052B0 | 118 | 2281 | 620 | 275.595 | 475 | 3651.595 | 1448.405 | 5100
South Carolina | Baker | Grandaire | Primary | Horizontal | 2.5 | WPH530A000RKB | 2163 | CPHEATER125A03 | 134 | 2297 | 620 | 277.115 | 475 | 3669.115 | 1430.885 | 5100
South Carolina | Baker | Grandaire | Primary | Horizontal | 3 | WPH536A000RKB | 2189 | CPHEATER050B0 | 256 | 2445 | 620 | 291.175 | 475 | 3831.175 | 1418.825 | 5250
South Carolina | Baker | Grandaire | Primary | Horizontal | 3 | WPH536A000RKB | 2189 | CPHEATER125A03 | 134 | 2323 | 620 | 279.585 | 475 | 3697.585 | 1552.415 | 5250
South Carolina | Baker | Grandaire | Primary | Horizontal | 3.5 | WPH542A000RKB | 2415 | CPHEATER050B0 | 256 | 2671 | 620 | 312.645 | 475 | 4078.645 | 1421.355 | 5500
South Carolina | Baker | Grandaire | Primary | Horizontal | 3.5 | WPH542A000RKB | 2415 | CPHEATER125A0 | 134 | 2549 | 620 | 301.055 | 475 | 3945.055 | 1554.945 | 5500
South Carolina | Baker | Grandaire | Primary | Horizontal | 4 | WPH548A000RKB | 2582 | CPHEATER050B0 | 256 | 2838 | 620 | 328.51 | 475 | 4261.51 | 1413.49 | 5675
South Carolina | Baker | Grandaire | Primary | Horizontal | 4 | WPH548A000RKB | 2582 | CPHEATER125A0 | 134 | 2716 | 620 | 316.92 | 475 | 4127.92 | 1547.08 | 5675
South Carolina | Baker | Grandaire | Primary | Horizontal | 5 | WPH560A000RKB | 2943 | CPHEATER050B0 | 256 | 3199 | 620 | 362.805 | 475 | 4656.805 | 1418.195 | 6075
South Carolina | Baker | Grandaire | Primary | Horizontal | 5 | WPH560A000RKB | 2943 | CPHEATER129A03 | 190 | 3133 | 620 | 356.535 | 475 | 4584.535 | 1490.465 | 6075
Tennesee - All Markets | Habegger | Tempstar (ICP) | Primary | Horizontal | 2 | PHB424000K000B | 2047 | CPHEATER054B0 | 389 | 2436 | 620 | 290.32 | 475 | 3821.32 | 1153.68 | 4975
Tennesee - All Markets | Habegger | Tempstar (ICP) | Primary | Horizontal | 2 | PHB424000K000B | 2047 | CPHEATER130A03 | 233 | 2280 | 620 | 275.5 | 475 | 3650.5 | 1324.5 | 4975
Tennesee - All Markets | Habegger | Tempstar (ICP) | Primary | Horizontal | 2.5 | PHB430000K000B | 2163 | CPHEATER054B0 | 389 | 2552 | 620 | 301.34 | 475 | 3948.34 | 1151.66 | 5100
Tennesee - All Markets | Habegger | Tempstar (ICP) | Primary | Horizontal | 2.5 | PHB430000K000B | 2163 | CPHEATER130A03 | 233 | 2396 | 620 | 286.52 | 475 | 3777.52 | 1322.48 | 5100
Tennesee - All Markets | Habegger | Tempstar (ICP) | Primary | Horizontal | 3 | PHB436000K000B | 2189 | CPHEATER050B0 | 256 | 2445 | 620 | 291.175 | 475 | 3831.175 | 1418.825 | 5250
Tennesee - All Markets | Habegger | Tempstar (ICP) | Primary | Horizontal | 3 | PHB436000K000B | 2189 | CPHEATER130A03 | 233 | 2422 | 620 | 288.99 | 475 | 3805.99 | 1444.01 | 5250
Tennesee - All Markets | Habegger | Tempstar (ICP) | Primary | Horizontal | 3.5 | PHB442000K000B | 2415 | CPHEATER050B0 | 256 | 2671 | 620 | 312.645 | 475 | 4078.645 | 1421.355 | 5500
Tennesee - All Markets | Habegger | Tempstar (ICP) | Primary | Horizontal | 3.5 | PHB442000K000B | 2415 | CPHEATER130A03 | 233 | 2648 | 620 | 310.46 | 475 | 4053.46 | 1446.54 | 5500
Tennesee - All Markets | Habegger | Tempstar (ICP) | Primary | Horizontal | 4 | PHB448000K000B | 2582 | CPHEATER050B0 | 256 | 2838 | 620 | 328.51 | 475 | 4261.51 | 1413.49 | 5675
Tennesee - All Markets | Habegger | Tempstar (ICP) | Primary | Horizontal | 4 | PHB448000K000B | 2582 | CPHEATER131A03 | 330 | 2912 | 620 | 335.54 | 475 | 4342.54 | 1332.46 | 5675
Tennesee - All Markets | Habegger | Tempstar (ICP) | Primary | Horizontal | 5 | PHB460000K000B | 2943 | CPHEATER050B0 | 256 | 3199 | 620 | 362.805 | 475 | 4656.805 | 1418.195 | 6075
Tennesee - All Markets | Habegger | Tempstar (ICP) | Primary | Horizontal | 5 | PHB460000K000B | 2943 | CPHEATER131A03 | 330 | 3273 | 620 | 369.835 | 475 | 4737.835 | 1337.165 | 6075
Tennessee - Memphis | Sanders | Tempstar (ICP) | Primary | Horizontal | 2 | PHB424000K000B | 2047 | CPHEATER054B0 | 389 | 2436 | 620 | 290.32 | 475 | 3821.32 | 1153.68 | 4975
Tennessee - Memphis | Sanders | Tempstar (ICP) | Primary | Horizontal | 2 | PHB424000K000B | 2047 | CPHEATER130A03 | 233 | 2280 | 620 | 275.5 | 475 | 3650.5 | 1324.5 | 4975
Tennessee - Memphis | Sanders | Tempstar (ICP) | Primary | Horizontal | 2.5 | PHB430000K000B | 2163 | CPHEATER054B0 | 389 | 2552 | 620 | 301.34 | 475 | 3948.34 | 1151.66 | 5100
Tennessee - Memphis | Sanders | Tempstar (ICP) | Primary | Horizontal | 2.5 | PHB430000K000B | 2163 | CPHEATER130A03 | 233 | 2396 | 620 | 286.52 | 475 | 3777.52 | 1322.48 | 5100
Tennessee - Memphis | Sanders | Tempstar (ICP) | Primary | Horizontal | 3 | PHB436000K000B | 2189 | CPHEATER050B0 | 256 | 2445 | 620 | 291.175 | 475 | 3831.175 | 1418.825 | 5250
Tennessee - Memphis | Sanders | Tempstar (ICP) | Primary | Horizontal | 3 | PHB436000K000B | 2189 | CPHEATER130A03 | 233 | 2422 | 620 | 288.99 | 475 | 3805.99 | 1444.01 | 5250
Tennessee - Memphis | Sanders | Tempstar (ICP) | Primary | Horizontal | 3.5 | PHB442000K000B | 2415 | CPHEATER050B0 | 256 | 2671 | 620 | 312.645 | 475 | 4078.645 | 1421.355 | 5500
Tennessee - Memphis | Sanders | Tempstar (ICP) | Primary | Horizontal | 3.5 | PHB442000K000B | 2415 | CPHEATER130A03 | 233 | 2648 | 620 | 310.46 | 475 | 4053.46 | 1446.54 | 5500
Tennessee - Memphis | Sanders | Tempstar (ICP) | Primary | Horizontal | 4 | PHB448000K000B | 2582 | CPHEATER050B0 | 256 | 2838 | 620 | 328.51 | 475 | 4261.51 | 1413.49 | 5675
Tennessee - Memphis | Sanders | Tempstar (ICP) | Primary | Horizontal | 4 | PHB448000K000B | 2582 | CPHEATER131A03 | 330 | 2912 | 620 | 335.54 | 475 | 4342.54 | 1332.46 | 5675
Tennessee - Memphis | Sanders | Tempstar (ICP) | Primary | Horizontal | 5 | PHB460000K000B | 2943 | CPHEATER050B0 | 256 | 3199 | 620 | 362.805 | 475 | 4656.805 | 1418.195 | 6075
Tennessee - Memphis | Sanders | Tempstar (ICP) | Primary | Horizontal | 5 | PHB460000K000B | 2943 | CPHEATER131A03 | 330 | 3273 | 620 | 369.835 | 475 | 4737.835 | 1337.165 | 6075
Texas | Robert Madden | Day & Night (ICP) | Primary | Horizontal | 2 | PHB424000K000B | 2047 | CPHEATER054B0 | 389 | 2436 | 620 | 290.32 | 475 | 3821.32 | 1153.68 | 4975
Texas | Robert Madden | Day & Night (ICP) | Primary | Horizontal | 2 | PHB424000K000B | 2047 | CPHEATER130A03 | 233 | 2280 | 620 | 275.5 | 475 | 3650.5 | 1324.5 | 4975
Texas | Robert Madden | Day & Night (ICP) | Primary | Horizontal | 2.5 | PHB430000K000B | 2163 | CPHEATER054B0 | 389 | 2552 | 620 | 301.34 | 475 | 3948.34 | 1151.66 | 5100
Texas | Robert Madden | Day & Night (ICP) | Primary | Horizontal | 2.5 | PHB430000K000B | 2163 | CPHEATER130A03 | 233 | 2396 | 620 | 286.52 | 475 | 3777.52 | 1322.48 | 5100
Texas | Robert Madden | Day & Night (ICP) | Primary | Horizontal | 3 | PHB436000K000B | 2189 | CPHEATER050B0 | 256 | 2445 | 620 | 291.175 | 475 | 3831.175 | 1418.825 | 5250
Texas | Robert Madden | Day & Night (ICP) | Primary | Horizontal | 3 | PHB436000K000B | 2189 | CPHEATER130A03 | 233 | 2422 | 620 | 288.99 | 475 | 3805.99 | 1444.01 | 5250
Texas | Robert Madden | Day & Night (ICP) | Primary | Horizontal | 3.5 | PHB442000K000B | 2415 | CPHEATER050B0 | 256 | 2671 | 620 | 312.645 | 475 | 4078.645 | 1421.355 | 5500
Texas | Robert Madden | Day & Night (ICP) | Primary | Horizontal | 3.5 | PHB442000K000B | 2415 | CPHEATER130A03 | 233 | 2648 | 620 | 310.46 | 475 | 4053.46 | 1446.54 | 5500
Texas | Robert Madden | Day & Night (ICP) | Primary | Horizontal | 4 | PHB448000K000B | 2582 | CPHEATER050B0 | 256 | 2838 | 620 | 328.51 | 475 | 4261.51 | 1413.49 | 5675
Texas | Robert Madden | Day & Night (ICP) | Primary | Horizontal | 4 | PHB448000K000B | 2582 | CPHEATER131A03 | 330 | 2912 | 620 | 335.54 | 475 | 4342.54 | 1332.46 | 5675
Texas | Robert Madden | Day & Night (ICP) | Primary | Horizontal | 5 | PHB460000K000B | 2943 | CPHEATER050B0 | 256 | 3199 | 620 | 362.805 | 475 | 4656.805 | 1418.195 | 6075
Texas | Robert Madden | Day & Night (ICP) | Primary | Horizontal | 5 | PHB460000K000B | 2943 | CPHEATER131A03 | 330 | 3273 | 620 | 369.835 | 475 | 4737.835 | 1337.165 | 6075
Virginia | Baker | Grandaire | Primary | Horizontal | 2 | WPH524A000RKB | 2047 | CPHEATER052B0 | 118 | 2165 | 620 | 264.575 | 475 | 3524.575 | 1450.425 | 4975
Virginia | Baker | Grandaire | Primary | Horizontal | 2 | WPH524A000RKB | 2047 | CPHEATER125A03 | 134 | 2181 | 620 | 266.095 | 475 | 3542.095 | 1432.905 | 4975
Virginia | Baker | Grandaire | Primary | Horizontal | 2.5 | WPH530A000RKB | 2163 | CPHEATER052B0 | 118 | 2281 | 620 | 275.595 | 475 | 3651.595 | 1448.405 | 5100
Virginia | Baker | Grandaire | Primary | Horizontal | 2.5 | WPH530A000RKB | 2163 | CPHEATER125A03 | 134 | 2297 | 620 | 277.115 | 475 | 3669.115 | 1430.885 | 5100
Virginia | Baker | Grandaire | Primary | Horizontal | 3 | WPH536A000RKB | 2189 | CPHEATER050B0 | 256 | 2445 | 620 | 291.175 | 475 | 3831.175 | 1418.825 | 5250
Virginia | Baker | Grandaire | Primary | Horizontal | 3 | WPH536A000RKB | 2189 | CPHEATER125A03 | 134 | 2323 | 620 | 279.585 | 475 | 3697.585 | 1552.415 | 5250
Virginia | Baker | Grandaire | Primary | Horizontal | 3.5 | WPH542A000RKB | 2415 | CPHEATER050B0 | 256 | 2671 | 620 | 312.645 | 475 | 4078.645 | 1421.355 | 5500
Virginia | Baker | Grandaire | Primary | Horizontal | 3.5 | WPH542A000RKB | 2415 | CPHEATER125A0 | 134 | 2549 | 620 | 301.055 | 475 | 3945.055 | 1554.945 | 5500
Virginia | Baker | Grandaire | Primary | Horizontal | 4 | WPH548A000RKB | 2582 | CPHEATER050B0 | 256 | 2838 | 620 | 328.51 | 475 | 4261.51 | 1413.49 | 5675
Virginia | Baker | Grandaire | Primary | Horizontal | 4 | WPH548A000RKB | 2582 | CPHEATER125A0 | 134 | 2716 | 620 | 316.92 | 475 | 4127.92 | 1547.08 | 5675
Virginia | Baker | Grandaire | Primary | Horizontal | 5 | WPH560A000RKB | 2943 | CPHEATER050B0 | 256 | 3199 | 620 | 362.805 | 475 | 4656.805 | 1418.195 | 6075
Virginia | Baker | Grandaire | Primary | Horizontal | 5 | WPH560A000RKB | 2943 | CPHEATER129A03 | 190 | 3133 | 620 | 356.535 | 475 | 4584.535 | 1490.465 | 6075

## Condenser & Coil
HVAC Matchup Breakdown
| Labor Includes the Following: | [7 empty] | Items not Included with Full Installations: | [5 empty] | Price
| Scheduling City or County Inspections (Permit Costs Not Included) | [7 empty] | Permit Fees | [5 empty] | Priced Per Job
| All Required Workers Comp & Liability Insurance | [7 empty] | Ductwork Replacement and Modifications | [5 empty] | Reference Duct-Plenum SOW
| Direct Labor Costs to Complete the Installation | [7 empty] | Crane Rental for Roof Mounted Package Units | [5 empty] | Priced Per Job
| Indirect Labor & Overhead Costs such as AP, AR & Job Management | [7 empty] | Low NOx Emission Regulation Fee <-- For California Furnace Partial and Full Installs | [5 empty] | 150
| Average Tax Rate |  | 0.095 | [5 empty] | HERS & CHEERS Rating Fee <-- For California Install (Price ranges from $150.00 - $300.00) | [5 empty] | Priced Per Job
[9 empty] | Roof Brackets/Curbs for roof Mounted Package Units | [5 empty] | Priced Per Job
[9 empty] | Gable Mount Engineering for Package Units Required by Code <--Central & South Florida | [5 empty] | 750
[9 empty] | Complete Drawing and Mechanical Design Submittals for Permitting | [5 empty] | 350
[9 empty] | Removal and Reinstallation of Attic Access Panels or Staircases | [5 empty] | (Repairs Completed by the GC)
$360 Material Pricing includes the following (as needed)
Region | Distributor | Brand | Guide | Matchup | Tonnage | AC | Price | Coil | Price | Total Equipment | Avg Material Price | Avg Sales Tax | Warranty | Sub Total | Labor | SOW Price | Condenser & Evaporator Coil Material
Alabama | Mingledorffs | Weathermaker | Primary | 14.3 SEER2 AC / 80% Furnace 45K BTU | 1.5 | PA5SAN51800W | 815 | CVAMA2417XMA | 243 | 1058 | 360 | 134.71 | 190 | 1742.71 | 1182.29 | 2925 | Digital 1/1 Thermostat
Alabama | Mingledorffs | Weathermaker | Primary | 14.3 SEER2 AC / 80% Furnace 45K BTU | 1.5 | PA5SAN51800W | 815 | CAAMP2414AMA | 331 | 1146 | 360 | 143.07 | 190 | 1839.07 | 1085.93 | 2925 | Ductwork Transition Material
Alabama | Mingledorffs | Weathermaker | Primary | 14.3 SEER2 AC / 80% Furnace 45K BTU | 2 | PA5SAN52400W | 815 | CAAMP2414AMA | 331 | 1146 | 360 | 143.07 | 190 | 1839.07 | 1085.93 | 2925 | Outdoor Unit Pad
Alabama | Mingledorffs | Weathermaker | Primary | 14.3 SEER2 AC / 80% Furnace 70K BTU | 2 | PA5SAN52400W | 815 | CVAMA2414XMA | 241 | 1056 | 360 | 134.52 | 190 | 1740.52 | 1184.48 | 2925 | 30x60 Emergency Drain Pan
Alabama | Mingledorffs | Weathermaker | Primary | 14.3 SEER2 AC / 80% Furnace 70K BTU | 2 | PA5SAN52400W | 815 | CVAMA2417XMA | 243 | 1058 | 360 | 134.71 | 190 | 1742.71 | 1182.29 | 2925 | 1 Safety Switch for Emergency Pan
Alabama | Mingledorffs | Weathermaker | Primary | 14.3 SEER2 AC / 80% Furnace 70K BTU | 2.5 | PA5SAN53000W | 834 | CAAMP3014AMA | 347 | 1181 | 360 | 146.395 | 190 | 1877.395 | 1097.605 | 2975 | PVC Drain Material
Alabama | Mingledorffs | Weathermaker | Primary | 14.3 SEER2 AC / 80% Furnace 70K BTU | 2.5 | PA5SAN53000W | 834 | CVAMA3017XMA | 253 | 1087 | 360 | 137.465 | 190 | 1774.465 | 1200.535 | 2975 | Condensation Pump
Alabama | Mingledorffs | Weathermaker | Primary | 14.3 SEER2 AC / 80% Furnace 70K BTU | 3 | PA5SAN53600W | 910 | CAAMP3617AMA | 374 | 1284 | 360 | 156.18 | 190 | 1990.18 | 1109.82 | 3100 | Clear Tubing
Alabama | Mingledorffs | Weathermaker | Primary | 14.3 SEER2 AC / 80% Furnace 90K BTU | 3 | PA5SAN53600W | 910 | CVAMA3617XMA | 294 | 1204 | 360 | 148.58 | 190 | 1902.58 | 1197.42 | 3100 | Armaflex (~10ft)
Alabama | Mingledorffs | Weathermaker | Primary | 14.3 SEER2 AC / 80% Furnace 70K BTU | 3.5 | PA5SAN54200W | 1144 | CAAMP4221AMA | 382 | 1526 | 360 | 179.17 | 190 | 2255.17 | 1144.83 | 3400 | 240V Whip & 240V Disconnect
Alabama | Mingledorffs | Weathermaker | Primary | 14.3 SEER2 AC / 80% Furnace 90K BTU | 3.5 | PA5SAN54200W | 1144 | CVAMA4221XMA | 338 | 1482 | 360 | 174.99 | 190 | 2206.99 | 1193.01 | 3400 | Refrigerant Piping (~5ft)
Alabama | Mingledorffs | Weathermaker | Primary | 14.3 SEER2 AC / 80% Furnace 70K BTU | 4 | PA5SAN54800W | 1191 | CAAMP4821AMA | 429 | 1620 | 360 | 188.1 | 190 | 2358.1 | 1191.9 | 3550 | TXV
Alabama | Mingledorffs | Weathermaker | Primary | 14.3 SEER2 AC / 80% Furnace 90K BTU | 4 | PA5SAN54800W | 1191 | CVAMA4821XMA | 476 | 1667 | 360 | 192.565 | 190 | 2409.565 | 1140.435 | 3550 | Rx11 Flush
Alabama | Mingledorffs | Weathermaker | Primary | 14.3 SEER2 AC / 80% Furnace 90K BTU | 5 | PA5SAN56000W | 1374 | CAAMP6121AMA | 394 | 1768 | 360 | 202.16 | 190 | 2520.16 | 1179.84 | 3700 | Nitrogen Gas
Alabama | Mingledorffs | Weathermaker | Primary | 14.3 SEER2 AC / 80% Furnace 110K BTU | 5 | PA5SAN56000W | 1374 | CVAMA6024XMA | 516 | 1890 | 360 | 213.75 | 190 | 2653.75 | 1046.25 | 3700 | Brazing Rods (~2)
Arizona | Sigler | Payne | Primary | 14.3 SEER2 AC / 80% Furnace 45K BTU | 1.5 | PA5SAN51800W | 815 | CVAMA2417XMA | 243 | 1058 | 360 | 134.71 | 190 | 1742.71 | 1182.29 | 2925 | Screws & Wire Nuts
Arizona | Sigler | Payne | Primary | 14.3 SEER2 AC / 80% Furnace 70K BTU | 2 | PA5SAN52400W | 815 | CVAMA2414XMA | 241 | 1056 | 360 | 134.52 | 190 | 1740.52 | 1184.48 | 2925 | Freon (Up-to 2lbs)
Arizona | Sigler | Payne | Primary | 14.3 SEER2 AC / 80% Furnace 70K BTU | 2.5 | PA5SAN53000W | 834 | CAAMP3014AMA | 347 | 1181 | 360 | 146.395 | 190 | 1877.395 | 1097.605 | 2975 | Misc Installation Supplies
Arizona | Sigler | Payne | Primary | 14.3 SEER2 AC / 80% Furnace 90K BTU | 3 | PA5SAN53600W | 910 | CVAMA3617XMA | 294 | 1204 | 360 | 148.58 | 190 | 1902.58 | 1197.42 | 3100
Arizona | Sigler | Payne | Primary | 14.3 SEER2 AC / 80% Furnace 90K BTU | 3.5 | PA5SAN54200W | 1144 | CVAMA4221XMA | 338 | 1482 | 360 | 174.99 | 190 | 2206.99 | 1193.01 | 3400
Arizona | Sigler | Payne | Primary | 14.3 SEER2 AC / 80% Furnace 70K BTU | 4 | PA5SAN54800W | 1191 | CAAMP4821AMA | 429 | 1620 | 360 | 188.1 | 190 | 2358.1 | 1191.9 | 3550
Arizona | Sigler | Payne | Primary | 14.3 SEER2 AC / 80% Furnace 90K BTU | 5 | PA5SAN56000W | 1374 | CAAMP6121AMA | 394 | 1768 | 360 | 202.16 | 190 | 2520.16 | 1179.84 | 3700
Colorado | Lohmiller | Payne | Primary | 13.4+ SEER2 AC / 80% Furnace 45K BTU | 1.5 | PA4SAN51800N | 823 | CVAMA2417XMA | 243 | 1066 | 360 | 135.47 | 190 | 1751.47 | 1173.53 | 2925
Colorado | Lohmiller | Payne | Primary | 13.4+ SEER2 AC / 80% Furnace 70K BTU | 2 | PA4SAN52400N | 836 | CVAMA2414XMA | 241 | 1077 | 360 | 136.515 | 190 | 1763.515 | 1161.485 | 2925
Colorado | Lohmiller | Payne | Primary | 13.4+ SEER2 AC / 80% Furnace 70K BTU | 2.5 | PA4SAN53000N | 872 | CAAMP3014AMA | 347 | 1219 | 360 | 150.005 | 190 | 1919.005 | 1055.995 | 2975
Colorado | Lohmiller | Payne | Primary | 13.4+ SEER2 AC / 80% Furnace 70K BTU | 2.5 | PA4SAN53000N | 872 | CVAMA3017XMA | 253 | 1125 | 360 | 141.075 | 190 | 1816.075 | 1158.925 | 2975
Colorado | Lohmiller | Payne | Primary | 13.4+ SEER2 AC / 80% Furnace 70K BTU | 3 | PA4SAN53600N | 977 | CAAMP3617AMA | 374 | 1351 | 360 | 162.545 | 190 | 2063.545 | 1036.455 | 3100
Colorado | Lohmiller | Payne | Primary | 13.4+ SEER2 AC / 80% Furnace 90K BTU | 3 | PA4SAN53600N | 977 | CVAMA3617XMA | 294 | 1271 | 360 | 154.945 | 190 | 1975.945 | 1124.055 | 3100
Colorado | Lohmiller | Payne | Primary | 13.4+ SEER2 AC / 80% Furnace 70K BTU | 3.5 | PA4SAN54200N | 1102 | CAAMP4221AMA | 382 | 1484 | 360 | 175.18 | 190 | 2209.18 | 1190.82 | 3400
Colorado | Lohmiller | Payne | Primary | 13.4+ SEER2 AC / 80% Furnace 70K BTU | 4 | PA4SAN54800N | 1305 | CAAMP4821AMA | 429 | 1734 | 360 | 198.93 | 190 | 2482.93 | 1067.07 | 3550
Colorado | Lohmiller | Payne | Primary | 13.4+ SEER2 AC / 80% Furnace 90K BTU | 4 | PA4SAN54800N | 1305 | CVAMA4821XMA | 476 | 1781 | 360 | 203.395 | 190 | 2534.395 | 1015.605 | 3550
Colorado | Lohmiller | Payne | Primary | 13.4+ SEER2 AC / 80% Furnace 90K BTU | 5 | PA4SAN56000N | 1433 | CAAMP6121AMA | 394 | 1827 | 360 | 207.765 | 190 | 2584.765 | 1115.235 | 3700
Florida | Baker | Grandaire | Primary | 14.3 SEER2 AC / 80% Furnace 45K BTU | 1.5 | W5A5S18AKAWA | 815 | W5AM24M14XA | 331 | 1146 | 360 | 143.07 | 190 | 1839.07 | 1085.93 | 2925
Florida | Baker | Grandaire | Primary | 14.3 SEER2 AC / 80% Furnace 70K BTU | 1.5 | W5A5S18AKAWA | 815 | W5AM24M17XA | 333 | 1148 | 360 | 143.26 | 190 | 1841.26 | 1083.74 | 2925
Florida | Baker | Grandaire | Primary | 14.3 SEER2 AC / 80% Furnace 70K BTU | 1.5 | W5A5S18AKAWA | 815 | W5VM24M17XA | 243 | 1058 | 360 | 134.71 | 190 | 1742.71 | 1182.29 | 2925
Florida | Baker | Grandaire | Primary | 14.3 SEER2 AC / 80% Furnace 45K BTU | 2 | W5A5S24AKAWA | 815 | W5AM24M14XA | 331 | 1146 | 360 | 143.07 | 190 | 1839.07 | 1085.93 | 2925
Florida | Baker | Grandaire | Primary | 14.3 SEER2 AC / 80% Furnace 70K BTU | 2 | W5A5S24AKAWA | 815 | W5AM24M17XA | 333 | 1148 | 360 | 143.26 | 190 | 1841.26 | 1083.74 | 2925
Florida | Baker | Grandaire | Primary | 14.3 SEER2 AC / 80% Furnace 70K BTU | 2 | W5A5S24AKAWA | 815 | W5VM24M17XA | 243 | 1058 | 360 | 134.71 | 190 | 1742.71 | 1182.29 | 2925
Florida | Baker | Grandaire | Primary | 14.3 SEER2 AC / 80% Furnace 70K BTU | 2.5 | W5A5S30AKAWA | 834 | W5AM30M17XA | 344 | 1178 | 360 | 146.11 | 190 | 1874.11 | 1100.89 | 2975
Florida | Baker | Grandaire | Primary | 14.3 SEER2 AC / 80% Furnace 70K BTU | 2.5 | W5A5S30AKAWA | 834 | W5VM30M17XA | 253 | 1087 | 360 | 137.465 | 190 | 1774.465 | 1200.535 | 2975
Florida | Baker | Grandaire | Primary | 14.3 SEER2 AC / 80% Furnace 70K BTU | 3 | W5A5S36AKAWA | 910 | W5VM36M17XA | 294 | 1204 | 360 | 148.58 | 190 | 1902.58 | 1197.42 | 3100
Florida | Baker | Grandaire | Primary | 14.3 SEER2 AC / 80% Furnace 90K BTU | 3 | W5A5S36AKAWA | 910 | W5VM36M17XA | 294 | 1204 | 360 | 148.58 | 190 | 1902.58 | 1197.42 | 3100
Florida | Baker | Grandaire | Primary | 14.3 SEER2 AC / 80% Furnace 90K BTU | 3.5 | W5A5S42AKAWA | 1144 | W5AM42M21XA | 382 | 1526 | 360 | 179.17 | 190 | 2255.17 | 1144.83 | 3400
Florida | Baker | Grandaire | Primary | 14.3 SEER2 AC / 80% Furnace 90K BTU | 3.5 | W5A5S42AKAWA | 1144 | W5VM44M21XA | 471 | 1615 | 360 | 187.625 | 190 | 2352.625 | 1047.375 | 3400
Florida | Baker | Grandaire | Primary | 14.3 SEER2 AC / 80% Furnace 90K BTU | 4 | W5A5S48AKAWA | 1191 | W5AM48M21XA | 429 | 1620 | 360 | 188.1 | 190 | 2358.1 | 1191.9 | 3550
Florida | Baker | Grandaire | Primary | 14.3 SEER2 AC / 80% Furnace 90K BTU | 4 | W5A5S48AKAWA | 1191 | W5VM48M21XA | 476 | 1667 | 360 | 192.565 | 190 | 2409.565 | 1140.435 | 3550
Florida | Baker | Grandaire | Primary | 14.3 SEER2 AC / 80% Furnace 90K BTU | 5 | W5A5S60AKAWA | 1374 | W5AM61M21XA | 394 | 1768 | 360 | 202.16 | 190 | 2520.16 | 1179.84 | 3700
Florida | Baker | Grandaire | Primary | 14.3 SEER2 AC / 80% Furnace 135K BTU | 5 | W5A5S60AKAWA | 1374 | W5AM60M24XA | 491 | 1865 | 360 | 211.375 | 190 | 2626.375 | 1073.625 | 3700
Florida | Baker | Grandaire | Primary | 14.3 SEER2 AC / 80% Furnace 90K BTU | 5 | W5A5S60AKAWA | 1374 | W5VM60M21XA | 516 | 1890 | 360 | 213.75 | 190 | 2653.75 | 1046.25 | 3700
Georgia | Mingledorffs | Weathermaker | Primary | 14.3 SEER2 AC / 80% Furnace 45K BTU | 1.5 | PA5SAN51800W | 815 | CVAMA2417XMA | 243 | 1058 | 360 | 134.71 | 190 | 1742.71 | 1182.29 | 2925
Georgia | Mingledorffs | Weathermaker | Primary | 14.3 SEER2 AC / 80% Furnace 45K BTU | 1.5 | PA5SAN51800W | 815 | CAAMP2414AMA | 331 | 1146 | 360 | 143.07 | 190 | 1839.07 | 1085.93 | 2925
Georgia | Mingledorffs | Weathermaker | Primary | 14.3 SEER2 AC / 80% Furnace 45K BTU | 2 | PA5SAN52400W | 815 | CAAMP2414AMA | 331 | 1146 | 360 | 143.07 | 190 | 1839.07 | 1085.93 | 2925
Georgia | Mingledorffs | Weathermaker | Primary | 14.3 SEER2 AC / 80% Furnace 70K BTU | 2 | PA5SAN52400W | 815 | CVAMA2414XMA | 241 | 1056 | 360 | 134.52 | 190 | 1740.52 | 1184.48 | 2925
Georgia | Mingledorffs | Weathermaker | Primary | 14.3 SEER2 AC / 80% Furnace 70K BTU | 2 | PA5SAN52400W | 815 | CVAMA2417XMA | 243 | 1058 | 360 | 134.71 | 190 | 1742.71 | 1182.29 | 2925
Georgia | Mingledorffs | Weathermaker | Primary | 14.3 SEER2 AC / 80% Furnace 70K BTU | 2.5 | PA5SAN53000W | 834 | CAAMP3014AMA | 347 | 1181 | 360 | 146.395 | 190 | 1877.395 | 1097.605 | 2975
Georgia | Mingledorffs | Weathermaker | Primary | 14.3 SEER2 AC / 80% Furnace 70K BTU | 2.5 | PA5SAN53000W | 834 | CVAMA3017XMA | 253 | 1087 | 360 | 137.465 | 190 | 1774.465 | 1200.535 | 2975
Georgia | Mingledorffs | Weathermaker | Primary | 14.3 SEER2 AC / 80% Furnace 70K BTU | 3 | PA5SAN53600W | 910 | CAAMP3617AMA | 374 | 1284 | 360 | 156.18 | 190 | 1990.18 | 1109.82 | 3100
Georgia | Mingledorffs | Weathermaker | Primary | 14.3 SEER2 AC / 80% Furnace 90K BTU | 3 | PA5SAN53600W | 910 | CVAMA3617XMA | 294 | 1204 | 360 | 148.58 | 190 | 1902.58 | 1197.42 | 3100
Georgia | Mingledorffs | Weathermaker | Primary | 14.3 SEER2 AC / 80% Furnace 70K BTU | 3.5 | PA5SAN54200W | 1144 | CAAMP4221AMA | 382 | 1526 | 360 | 179.17 | 190 | 2255.17 | 1144.83 | 3400
Georgia | Mingledorffs | Weathermaker | Primary | 14.3 SEER2 AC / 80% Furnace 90K BTU | 3.5 | PA5SAN54200W | 1144 | CVAMA4221XMA | 338 | 1482 | 360 | 174.99 | 190 | 2206.99 | 1193.01 | 3400
Georgia | Mingledorffs | Weathermaker | Primary | 14.3 SEER2 AC / 80% Furnace 70K BTU | 4 | PA5SAN54800W | 1191 | CAAMP4821AMA | 429 | 1620 | 360 | 188.1 | 190 | 2358.1 | 1191.9 | 3550
Georgia | Mingledorffs | Weathermaker | Primary | 14.3 SEER2 AC / 80% Furnace 90K BTU | 4 | PA5SAN54800W | 1191 | CVAMA4821XMA | 476 | 1667 | 360 | 192.565 | 190 | 2409.565 | 1140.435 | 3550
Georgia | Mingledorffs | Weathermaker | Primary | 14.3 SEER2 AC / 80% Furnace 90K BTU | 5 | PA5SAN56000W | 1374 | CAAMP6121AMA | 394 | 1768 | 360 | 202.16 | 190 | 2520.16 | 1179.84 | 3700
Georgia | Mingledorffs | Weathermaker | Primary | 14.3 SEER2 AC / 80% Furnace 110K BTU | 5 | PA5SAN56000W | 1374 | CVAMA6024XMA | 516 | 1890 | 360 | 213.75 | 190 | 2653.75 | 1046.25 | 3700
Illinois | TEC | Weathermaker | Primary | 14.3 SEER2 AC / 80% Furnace 45K BTU | 1.5 | PA5SAN51800W | 815 | CVAMA2417XMA | 243 | 1058 | 360 | 134.71 | 190 | 1742.71 | 1182.29 | 2925
Illinois | TEC | Weathermaker | Primary | 14.3 SEER2 AC / 80% Furnace 70K BTU | 1.5 | PA5SAN51800W | 815 | CAAMP2414AMA | 331 | 1146 | 360 | 143.07 | 190 | 1839.07 | 1085.93 | 2925
Illinois | TEC | Weathermaker | Primary | 14.3 SEER2 AC / 80% Furnace 45K BTU | 2 | PA5SAN52400W | 815 | CAAMP2414AMA | 331 | 1146 | 360 | 143.07 | 190 | 1839.07 | 1085.93 | 2925
Illinois | TEC | Weathermaker | Primary | 14.3 SEER2 AC / 80% Furnace 70K BTU | 2 | PA5SAN52400W | 815 | CVAMA2414XMA | 241 | 1056 | 360 | 134.52 | 190 | 1740.52 | 1184.48 | 2925
Illinois | TEC | Weathermaker | Primary | 14.3 SEER2 AC / 80% Furnace 70K BTU | 2 | PA5SAN52400W | 815 | CVAMA2417XMA | 243 | 1058 | 360 | 134.71 | 190 | 1742.71 | 1182.29 | 2925
Illinois | TEC | Weathermaker | Primary | 14.3 SEER2 AC / 80% Furnace 70K BTU | 2.5 | PA5SAN53000W | 834 | CAAMP3014AMA | 347 | 1181 | 360 | 146.395 | 190 | 1877.395 | 1097.605 | 2975
Illinois | TEC | Weathermaker | Primary | 14.3 SEER2 AC / 80% Furnace 70K BTU | 2.5 | PA5SAN53000W | 834 | CVAMA3017XMA | 253 | 1087 | 360 | 137.465 | 190 | 1774.465 | 1200.535 | 2975
Illinois | TEC | Weathermaker | Primary | 14.3 SEER2 AC / 80% Furnace 70K BTU | 3 | PA5SAN53600W | 910 | CAAMP3617AMA | 374 | 1284 | 360 | 156.18 | 190 | 1990.18 | 1109.82 | 3100
Illinois | TEC | Weathermaker | Primary | 14.3 SEER2 AC / 80% Furnace 90K BTU | 3 | PA5SAN53600W | 910 | CVAMA3617XMA | 294 | 1204 | 360 | 148.58 | 190 | 1902.58 | 1197.42 | 3100
Illinois | TEC | Weathermaker | Primary | 14.3 SEER2 AC / 80% Furnace 70K BTU | 3.5 | PA5SAN54200W | 1144 | CAAMP4221AMA | 382 | 1526 | 360 | 179.17 | 190 | 2255.17 | 1144.83 | 3400
Illinois | TEC | Weathermaker | Primary | 14.3 SEER2 AC / 80% Furnace 90K BTU | 3.5 | PA5SAN54200W | 1144 | CVAMA4221XMA | 338 | 1482 | 360 | 174.99 | 190 | 2206.99 | 1193.01 | 3400
Illinois | TEC | Weathermaker | Primary | 14.3 SEER2 AC / 80% Furnace 70K BTU | 4 | PA5SAN54800W | 1191 | CAAMP4821AMA | 429 | 1620 | 360 | 188.1 | 190 | 2358.1 | 1191.9 | 3550
Illinois | TEC | Weathermaker | Primary | 14.3 SEER2 AC / 80% Furnace 90K BTU | 4 | PA5SAN54800W | 1191 | CVAMA4821XMA | 476 | 1667 | 360 | 192.565 | 190 | 2409.565 | 1140.435 | 3550
Illinois | TEC | Weathermaker | Primary | 14.3 SEER2 AC / 80% Furnace 90K BTU | 5 | PA5SAN56000W | 1374 | CAAMP6121AMA | 394 | 1768 | 360 | 202.16 | 190 | 2520.16 | 1179.84 | 3700
Illinois | TEC | Weathermaker | Primary | 14.3 SEER2 AC / 80% Furnace 110K BTU | 5 | PA5SAN56000W | 1374 | CVAMA6024XMA | 516 | 1890 | 360 | 213.75 | 190 | 2653.75 | 1046.25 | 3700
Indiana | Habegger | Day & Night (ICP) | Primary | 13.4+ SEER2 AC / 80% Furnace 70K BTU | 1.5 | R5A4S18AKANA | 823 | EAM5X24M14A | 331 | 1154 | 360 | 143.83 | 190 | 1847.83 | 1077.17 | 2925
Indiana | Habegger | Day & Night (ICP) | Primary | 13.4+ SEER2 AC / 80% Furnace 70K BTU | 2 | R5A4S24AKANA | 836 | EAM5X24M14A | 331 | 1167 | 360 | 145.065 | 190 | 1862.065 | 1062.935 | 2925
Indiana | Habegger | Day & Night (ICP) | Primary | 13.4+ SEER2 AC / 80% Furnace 70K BTU | 2.5 | R5A4S30AKANA | 872 | EVM5X30M17A | 253 | 1125 | 360 | 141.075 | 190 | 1816.075 | 1158.925 | 2975
Indiana | Habegger | Day & Night (ICP) | Primary | 13.4+ SEER2 AC / 80% Furnace 70K BTU | 3 | R5A4S36AKANA | 977 | EVM5X36M17A | 294 | 1271 | 360 | 154.945 | 190 | 1975.945 | 1124.055 | 3100
Indiana | Habegger | Day & Night (ICP) | Primary | 13.4+ SEER2 AC / 80% Furnace 70K BTU | 3.5 | R5A4S42AKANA | 1102 | EVM5X42M21A | 338 | 1440 | 360 | 171 | 190 | 2161 | 1239 | 3400
Indiana | Habegger | Day & Night (ICP) | Primary | 13.4+ SEER2 AC / 80% Furnace 70K BTU | 4 | R5A4S48AKANA | 1305 | EAM5X48M21A | 429 | 1734 | 360 | 198.93 | 190 | 2482.93 | 1067.07 | 3550
Indiana | Habegger | Day & Night (ICP) | Primary | 13.4+ SEER2 AC / 80% Furnace 90K BTU | 5 | R5A4S60AKANA | 1433 | EAM5X61M21A | 394 | 1827 | 360 | 207.765 | 190 | 2584.765 | 1115.235 | 3700
Kansas | Baker | Grandaire | Primary | 14.3 SEER2 AC / 80% Furnace 45K BTU | 1.5 | W5A5S18AKAWA | 815 | W5AM24M14XA | 331 | 1146 | 360 | 143.07 | 190 | 1839.07 | 1085.93 | 2925
Kansas | Baker | Grandaire | Primary | 14.3 SEER2 AC / 80% Furnace 70K BTU | 1.5 | W5A5S18AKAWA | 815 | W5AM24M17XA | 333 | 1148 | 360 | 143.26 | 190 | 1841.26 | 1083.74 | 2925
Kansas | Baker | Grandaire | Primary | 14.3 SEER2 AC / 80% Furnace 70K BTU | 1.5 | W5A5S18AKAWA | 815 | W5VM24M17XA | 243 | 1058 | 360 | 134.71 | 190 | 1742.71 | 1182.29 | 2925
Kansas | Baker | Grandaire | Primary | 14.3 SEER2 AC / 80% Furnace 45K BTU | 2 | W5A5S24AKAWA | 815 | W5AM24M14XA | 331 | 1146 | 360 | 143.07 | 190 | 1839.07 | 1085.93 | 2925
Kansas | Baker | Grandaire | Primary | 14.3 SEER2 AC / 80% Furnace 70K BTU | 2 | W5A5S24AKAWA | 815 | W5AM24M17XA | 333 | 1148 | 360 | 143.26 | 190 | 1841.26 | 1083.74 | 2925
Kansas | Baker | Grandaire | Primary | 14.3 SEER2 AC / 80% Furnace 70K BTU | 2 | W5A5S24AKAWA | 815 | W5VM24M17XA | 243 | 1058 | 360 | 134.71 | 190 | 1742.71 | 1182.29 | 2925
Kansas | Baker | Grandaire | Primary | 14.3 SEER2 AC / 80% Furnace 70K BTU | 2.5 | W5A5S30AKAWA | 834 | W5AM30M17XA | 344 | 1178 | 360 | 146.11 | 190 | 1874.11 | 1100.89 | 2975
Kansas | Baker | Grandaire | Primary | 14.3 SEER2 AC / 80% Furnace 70K BTU | 2.5 | W5A5S30AKAWA | 834 | W5VM30M17XA | 253 | 1087 | 360 | 137.465 | 190 | 1774.465 | 1200.535 | 2975
Kansas | Baker | Grandaire | Primary | 14.3 SEER2 AC / 80% Furnace 70K BTU | 3 | W5A5S36AKAWA | 910 | W5VM36M17XA | 294 | 1204 | 360 | 148.58 | 190 | 1902.58 | 1197.42 | 3100
Kansas | Baker | Grandaire | Primary | 14.3 SEER2 AC / 80% Furnace 90K BTU | 3 | W5A5S36AKAWA | 910 | W5VM36M17XA | 294 | 1204 | 360 | 148.58 | 190 | 1902.58 | 1197.42 | 3100
Kansas | Baker | Grandaire | Primary | 14.3 SEER2 AC / 80% Furnace 90K BTU | 3.5 | W5A5S42AKAWA | 1144 | W5AM42M21XA | 382 | 1526 | 360 | 179.17 | 190 | 2255.17 | 1144.83 | 3400
Kansas | Baker | Grandaire | Primary | 14.3 SEER2 AC / 80% Furnace 90K BTU | 3.5 | W5A5S42AKAWA | 1144 | W5VM44M21XA | 471 | 1615 | 360 | 187.625 | 190 | 2352.625 | 1047.375 | 3400
Kansas | Baker | Grandaire | Primary | 14.3 SEER2 AC / 80% Furnace 90K BTU | 4 | W5A5S48AKAWA | 1191 | W5AM48M21XA | 429 | 1620 | 360 | 188.1 | 190 | 2358.1 | 1191.9 | 3550
Kansas | Baker | Grandaire | Primary | 14.3 SEER2 AC / 80% Furnace 90K BTU | 4 | W5A5S48AKAWA | 1191 | W5VM48M21XA | 476 | 1667 | 360 | 192.565 | 190 | 2409.565 | 1140.435 | 3550
Kansas | Baker | Grandaire | Primary | 14.3 SEER2 AC / 80% Furnace 90K BTU | 5 | W5A5S60AKAWA | 1374 | W5AM61M21XA | 394 | 1768 | 360 | 202.16 | 190 | 2520.16 | 1179.84 | 3700
Kansas | Baker | Grandaire | Primary | 14.3 SEER2 AC / 80% Furnace 135K BTU | 5 | W5A5S60AKAWA | 1374 | W5AM60M24XA | 491 | 1865 | 360 | 211.375 | 190 | 2626.375 | 1073.625 | 3700
Kansas | Baker | Grandaire | Primary | 14.3 SEER2 AC / 80% Furnace 90K BTU | 5 | W5A5S60AKAWA | 1374 | W5VM60M21XA | 516 | 1890 | 360 | 213.75 | 190 | 2653.75 | 1046.25 | 3700
Minnesota | MN Air | Weathermaker | Primary | 14.3 SEER2 AC / 80% Furnace 45K BTU | 1.5 | PA5SAN51800W | 815 | CVAMA2417XMA | 243 | 1058 | 360 | 134.71 | 190 | 1742.71 | 1182.29 | 2925
Minnesota | MN Air | Weathermaker | Primary | 14.3 SEER2 AC / 80% Furnace 45K BTU | 1.5 | PA5SAN51800W | 815 | CAAMP2414AMA | 331 | 1146 | 360 | 143.07 | 190 | 1839.07 | 1085.93 | 2925
Minnesota | MN Air | Weathermaker | Primary | 14.3 SEER2 AC / 80% Furnace 45K BTU | 2 | PA5SAN52400W | 815 | CAAMP2414AMA | 331 | 1146 | 360 | 143.07 | 190 | 1839.07 | 1085.93 | 2925
Minnesota | MN Air | Weathermaker | Primary | 14.3 SEER2 AC / 80% Furnace 70K BTU | 2 | PA5SAN52400W | 815 | CVAMA2414XMA | 241 | 1056 | 360 | 134.52 | 190 | 1740.52 | 1184.48 | 2925
Minnesota | MN Air | Weathermaker | Primary | 14.3 SEER2 AC / 80% Furnace 70K BTU | 2 | PA5SAN52400W | 815 | CVAMA2417XMA | 243 | 1058 | 360 | 134.71 | 190 | 1742.71 | 1182.29 | 2925
Minnesota | MN Air | Weathermaker | Primary | 14.3 SEER2 AC / 80% Furnace 70K BTU | 2.5 | PA5SAN53000W | 834 | CAAMP3014AMA | 347 | 1181 | 360 | 146.395 | 190 | 1877.395 | 1097.605 | 2975
Minnesota | MN Air | Weathermaker | Primary | 14.3 SEER2 AC / 80% Furnace 70K BTU | 2.5 | PA5SAN53000W | 834 | CVAMA3017XMA | 253 | 1087 | 360 | 137.465 | 190 | 1774.465 | 1200.535 | 2975
Minnesota | MN Air | Weathermaker | Primary | 14.3 SEER2 AC / 80% Furnace 70K BTU | 3 | PA5SAN53600W | 910 | CAAMP3617AMA | 374 | 1284 | 360 | 156.18 | 190 | 1990.18 | 1109.82 | 3100
Minnesota | MN Air | Weathermaker | Primary | 14.3 SEER2 AC / 80% Furnace 90K BTU | 3 | PA5SAN53600W | 910 | CVAMA3617XMA | 294 | 1204 | 360 | 148.58 | 190 | 1902.58 | 1197.42 | 3100
Minnesota | MN Air | Weathermaker | Primary | 14.3 SEER2 AC / 80% Furnace 70K BTU | 3.5 | PA5SAN54200W | 1144 | CAAMP4221AMA | 382 | 1526 | 360 | 179.17 | 190 | 2255.17 | 1144.83 | 3400
Minnesota | MN Air | Weathermaker | Primary | 14.3 SEER2 AC / 80% Furnace 90K BTU | 3.5 | PA5SAN54200W | 1144 | CVAMA4221XMA | 338 | 1482 | 360 | 174.99 | 190 | 2206.99 | 1193.01 | 3400
Minnesota | MN Air | Weathermaker | Primary | 14.3 SEER2 AC / 80% Furnace 70K BTU | 4 | PA5SAN54800W | 1191 | CAAMP4821AMA | 429 | 1620 | 360 | 188.1 | 190 | 2358.1 | 1191.9 | 3550
Minnesota | MN Air | Weathermaker | Primary | 14.3 SEER2 AC / 80% Furnace 90K BTU | 4 | PA5SAN54800W | 1191 | CVAMA4821XMA | 476 | 1667 | 360 | 192.565 | 190 | 2409.565 | 1140.435 | 3550
Minnesota | MN Air | Weathermaker | Primary | 14.3 SEER2 AC / 80% Furnace 90K BTU | 5 | PA5SAN56000W | 1374 | CAAMP6121AMA | 394 | 1768 | 360 | 202.16 | 190 | 2520.16 | 1179.84 | 3700
Minnesota | MN Air | Weathermaker | Primary | 14.3 SEER2 AC / 80% Furnace 110K BTU | 5 | PA5SAN56000W | 1374 | CVAMA6024XMA | 516 | 1890 | 360 | 213.75 | 190 | 2653.75 | 1046.25 | 3700
Missouri - St. Louis | Koch Air | Payne | Primary | 13.4+ SEER2 AC / 80% Furnace 45K BTU | 1.5 | PA4SAN51800N | 823 | CVAMA2417XMA | 243 | 1066 | 360 | 135.47 | 190 | 1751.47 | 1173.53 | 2925
Missouri - St. Louis | Koch Air | Payne | Primary | 13.4+ SEER2 AC / 80% Furnace 45K BTU | 1.5 | PA4SAN51800N | 823 | CAAMP2414AMA | 331 | 1154 | 360 | 143.83 | 190 | 1847.83 | 1077.17 | 2925
Missouri - St. Louis | Koch Air | Payne | Primary | 13.4+ SEER2 AC / 80% Furnace 45K BTU | 2 | PA4SAN52400N | 836 | CAAMP2414AMA | 331 | 1167 | 360 | 145.065 | 190 | 1862.065 | 1062.935 | 2925
Missouri - St. Louis | Koch Air | Payne | Primary | 13.4+ SEER2 AC / 80% Furnace 70K BTU | 2 | PA4SAN52400N | 836 | CVAMA2414XMA | 241 | 1077 | 360 | 136.515 | 190 | 1763.515 | 1161.485 | 2925
Missouri - St. Louis | Koch Air | Payne | Primary | 13.4+ SEER2 AC / 80% Furnace 70K BTU | 2 | PA4SAN52400N | 836 | CVAMA2417XMA | 243 | 1079 | 360 | 136.705 | 190 | 1765.705 | 1159.295 | 2925
Missouri - St. Louis | Koch Air | Payne | Primary | 13.4+ SEER2 AC / 80% Furnace 70K BTU | 2.5 | PA4SAN53000N | 872 | CAAMP3014AMA | 347 | 1219 | 360 | 150.005 | 190 | 1919.005 | 1055.995 | 2975
Missouri - St. Louis | Koch Air | Payne | Primary | 13.4+ SEER2 AC / 80% Furnace 70K BTU | 2.5 | PA4SAN53000N | 872 | CVAMA3017XMA | 253 | 1125 | 360 | 141.075 | 190 | 1816.075 | 1158.925 | 2975
Missouri - St. Louis | Koch Air | Payne | Primary | 13.4+ SEER2 AC / 80% Furnace 70K BTU | 2.5 | PA4SAN53000N | 872 | CVAMA3017XMA | 253 | 1125 | 360 | 141.075 | 190 | 1816.075 | 1158.925 | 2975
Missouri - St. Louis | Koch Air | Payne | Primary | 13.4+ SEER2 AC / 80% Furnace 70K BTU | 3 | PA4SAN53600N | 977 | CAAMP3617AMA | 374 | 1351 | 360 | 162.545 | 190 | 2063.545 | 1036.455 | 3100
Missouri - St. Louis | Koch Air | Payne | Primary | 13.4+ SEER2 AC / 80% Furnace 70K BTU | 3.5 | PA4SAN54200N | 1102 | CAAMP4221AMA | 382 | 1484 | 360 | 175.18 | 190 | 2209.18 | 1190.82 | 3400
Missouri - St. Louis | Koch Air | Payne | Primary | 13.4+ SEER2 AC / 80% Furnace 90K BTU | 3.5 | PA4SAN54200N | 1102 | CVAMA4221XMA | 338 | 1440 | 360 | 171 | 190 | 2161 | 1239 | 3400
Missouri - St. Louis | Koch Air | Payne | Primary | 13.4+ SEER2 AC / 80% Furnace 70K BTU | 4 | PA4SAN54800N | 1305 | CAAMP4821AMA | 429 | 1734 | 360 | 198.93 | 190 | 2482.93 | 1067.07 | 3550
Missouri - St. Louis | Koch Air | Payne | Primary | 13.4+ SEER2 AC / 80% Furnace 90K BTU | 4 | PA4SAN54800N | 1305 | CVAMA4821XMA | 476 | 1781 | 360 | 203.395 | 190 | 2534.395 | 1015.605 | 3550
Missouri - St. Louis | Koch Air | Payne | Primary | 13.4+ SEER2 AC / 80% Furnace 90K BTU | 5 | PA4SAN56000N | 1433 | CAAMP6121AMA | 394 | 1827 | 360 | 207.765 | 190 | 2584.765 | 1115.235 | 3700
Missouri - St. Louis | Koch Air | Payne | Primary | 13.4+ SEER2 AC / 80% Furnace 110K BTU | 5 | PA4SAN56000N | 1433 | CVAMA6024XMA | 516 | 1949 | 360 | 219.355 | 190 | 2718.355 | 981.645 | 3700
Montana - South | Ferguson / Airefco | Day & Night | Primary | 13.4+ SEER2 AC / 80% Furnace 70K BTU | 1.5 | R5A4S18AKANA | 823 | EAM5X24M14A | 331 | 1154 | 360 | 143.83 | 190 | 1847.83 | 1077.17 | 2925
Montana - South | Ferguson / Airefco | Day & Night | Primary | 13.4+ SEER2 AC / 80% Furnace 70K BTU | 1.5 | R5A4S18AKANA | 823 | EAM5X19M17A | 386 | 1209 | 360 | 149.055 | 190 | 1908.055 | 1016.945 | 2925
Montana - South | Ferguson / Airefco | Day & Night | Primary | 13.4+ SEER2 AC / 80% Furnace 70K BTU | 2 | R5A4S24AKANA | 836 | EAM5X24M14A | 331 | 1167 | 360 | 145.065 | 190 | 1862.065 | 1062.935 | 2925
Montana - South | Ferguson / Airefco | Day & Night | Primary | 13.4+ SEER2 AC / 80% Furnace 70K BTU | 2 | R5A4S24AKANA | 836 | EVM5X24M17A | 243 | 1079 | 360 | 136.705 | 190 | 1765.705 | 1159.295 | 2925
Montana - South | Ferguson / Airefco | Day & Night | Primary | 13.4+ SEER2 AC / 80% Furnace 70K BTU | 2.5 | R5A4S30AKANA | 872 | EVM5X30M17A | 253 | 1125 | 360 | 141.075 | 190 | 1816.075 | 1158.925 | 2975
Montana - South | Ferguson / Airefco | Day & Night | Primary | 13.4+ SEER2 AC / 80% Furnace 70K BTU | 2.5 | R5A4S30AKANA | 872 | EAM5X30M14A | 347 | 1219 | 360 | 150.005 | 190 | 1919.005 | 1055.995 | 2975
Montana - South | Ferguson / Airefco | Day & Night | Primary | 13.4+ SEER2 AC / 80% Furnace 70K BTU | 3 | R5A4S36AKANA | 977 | EVM5X36M17A | 294 | 1271 | 360 | 154.945 | 190 | 1975.945 | 1124.055 | 3100
Montana - South | Ferguson / Airefco | Day & Night | Primary | 13.4+ SEER2 AC / 80% Furnace 70K BTU | 3 | R5A4S36AKANA | 977 | EAM5X36M17A | 374 | 1351 | 360 | 162.545 | 190 | 2063.545 | 1036.455 | 3100
Montana - South | Ferguson / Airefco | Day & Night | Primary | 13.4+ SEER2 AC / 80% Furnace 70K BTU | 3.5 | R5A4S42AKANA | 1102 | EVM5X42M21A | 338 | 1440 | 360 | 171 | 190 | 2161 | 1239 | 3400
Montana - South | Ferguson / Airefco | Day & Night | Primary | 13.4+ SEER2 AC / 80% Furnace 70K BTU | 3.5 | R5A4S42AKANA | 1102 | EAM5X42M21A | 382 | 1484 | 360 | 175.18 | 190 | 2209.18 | 1190.82 | 3400
Montana - South | Ferguson / Airefco | Day & Night | Primary | 13.4+ SEER2 AC / 80% Furnace 70K BTU | 4 | R5A4S48AKANA | 1305 | EAM5X48M21A | 429 | 1734 | 360 | 198.93 | 190 | 2482.93 | 1067.07 | 3550
Montana - South | Ferguson / Airefco | Day & Night | Primary | 13.4+ SEER2 AC / 80% Furnace 70K BTU | 4 | R5A4S48AKANA | 1305 | EVM5X48M21A | 476 | 1781 | 360 | 203.395 | 190 | 2534.395 | 1015.605 | 3550
Montana - South | Ferguson / Airefco | Day & Night | Primary | 13.4+ SEER2 AC / 80% Furnace 90K BTU | 5 | R5A4S60AKANA | 1433 | EAM5X61M21A | 394 | 1827 | 360 | 207.765 | 190 | 2584.765 | 1115.235 | 3700
Montana - South | Ferguson / Airefco | Day & Night | Primary | 13.4+ SEER2 AC / 80% Furnace 90K BTU | 5 | R5A4S60AKANA | 1433 | EAM5X60M24A | 491 | 1924 | 360 | 216.98 | 190 | 2690.98 | 1009.02 | 3700
Nevada | Sigler | Payne | Primary | 14.3 SEER2 AC / 80% Furnace 45K BTU | 1.5 | PA5SAN51800W | 815 | CVAMA2417XMA | 243 | 1058 | 360 | 134.71 | 190 | 1742.71 | 1182.29 | 2925
Nevada | Sigler | Payne | Primary | 14.3 SEER2 AC / 80% Furnace 70K BTU | 2 | PA5SAN52400W | 815 | CVAMA2414XMA | 241 | 1056 | 360 | 134.52 | 190 | 1740.52 | 1184.48 | 2925
Nevada | Sigler | Payne | Primary | 14.3 SEER2 AC / 80% Furnace 70K BTU | 2.5 | PA5SAN53000W | 834 | CAAMP3014AMA | 347 | 1181 | 360 | 146.395 | 190 | 1877.395 | 1097.605 | 2975
Nevada | Sigler | Payne | Primary | 14.3 SEER2 AC / 80% Furnace 90K BTU | 3 | PA5SAN53600W | 910 | CVAMA3617XMA | 294 | 1204 | 360 | 148.58 | 190 | 1902.58 | 1197.42 | 3100
Nevada | Sigler | Payne | Primary | 14.3 SEER2 AC / 80% Furnace 90K BTU | 3.5 | PA5SAN54200W | 1144 | CVAMA4221XMA | 338 | 1482 | 360 | 174.99 | 190 | 2206.99 | 1193.01 | 3400
Nevada | Sigler | Payne | Primary | 14.3 SEER2 AC / 80% Furnace 70K BTU | 4 | PA5SAN54800W | 1191 | CAAMP4821AMA | 429 | 1620 | 360 | 188.1 | 190 | 2358.1 | 1191.9 | 3550
Nevada | Sigler | Payne | Primary | 14.3 SEER2 AC / 80% Furnace 90K BTU | 5 | PA5SAN56000W | 1374 | CAAMP6121AMA | 394 | 1768 | 360 | 202.16 | 190 | 2520.16 | 1179.84 | 3700
North Carolina | Baker | Grandaire | Primary | 14.3 SEER2 AC / 80% Furnace 45K BTU | 1.5 | W5A5S18AKAWA | 815 | W5AM24M14XA | 331 | 1146 | 360 | 143.07 | 190 | 1839.07 | 1085.93 | 2925
North Carolina | Baker | Grandaire | Primary | 14.3 SEER2 AC / 80% Furnace 70K BTU | 1.5 | W5A5S18AKAWA | 815 | W5AM24M17XA | 333 | 1148 | 360 | 143.26 | 190 | 1841.26 | 1083.74 | 2925
North Carolina | Baker | Grandaire | Primary | 14.3 SEER2 AC / 80% Furnace 70K BTU | 1.5 | W5A5S18AKAWA | 815 | W5VM24M17XA | 243 | 1058 | 360 | 134.71 | 190 | 1742.71 | 1182.29 | 2925
North Carolina | Baker | Grandaire | Primary | 14.3 SEER2 AC / 80% Furnace 45K BTU | 2 | W5A5S24AKAWA | 815 | W5AM24M14XA | 331 | 1146 | 360 | 143.07 | 190 | 1839.07 | 1085.93 | 2925
North Carolina | Baker | Grandaire | Primary | 14.3 SEER2 AC / 80% Furnace 70K BTU | 2 | W5A5S24AKAWA | 815 | W5AM24M17XA | 333 | 1148 | 360 | 143.26 | 190 | 1841.26 | 1083.74 | 2925
North Carolina | Baker | Grandaire | Primary | 14.3 SEER2 AC / 80% Furnace 70K BTU | 2 | W5A5S24AKAWA | 815 | W5VM24M17XA | 243 | 1058 | 360 | 134.71 | 190 | 1742.71 | 1182.29 | 2925
North Carolina | Baker | Grandaire | Primary | 14.3 SEER2 AC / 80% Furnace 70K BTU | 2.5 | W5A5S30AKAWA | 834 | W5AM30M17XA | 344 | 1178 | 360 | 146.11 | 190 | 1874.11 | 1100.89 | 2975
North Carolina | Baker | Grandaire | Primary | 14.3 SEER2 AC / 80% Furnace 70K BTU | 2.5 | W5A5S30AKAWA | 834 | W5VM30M17XA | 253 | 1087 | 360 | 137.465 | 190 | 1774.465 | 1200.535 | 2975
North Carolina | Baker | Grandaire | Primary | 14.3 SEER2 AC / 80% Furnace 70K BTU | 3 | W5A5S36AKAWA | 910 | W5VM36M17XA | 294 | 1204 | 360 | 148.58 | 190 | 1902.58 | 1197.42 | 3100
North Carolina | Baker | Grandaire | Primary | 14.3 SEER2 AC / 80% Furnace 90K BTU | 3 | W5A5S36AKAWA | 910 | W5VM36M17XA | 294 | 1204 | 360 | 148.58 | 190 | 1902.58 | 1197.42 | 3100
North Carolina | Baker | Grandaire | Primary | 14.3 SEER2 AC / 80% Furnace 90K BTU | 3.5 | W5A5S42AKAWA | 1144 | W5AM42M21XA | 382 | 1526 | 360 | 179.17 | 190 | 2255.17 | 1144.83 | 3400
North Carolina | Baker | Grandaire | Primary | 14.3 SEER2 AC / 80% Furnace 90K BTU | 3.5 | W5A5S42AKAWA | 1144 | W5VM44M21XA | 471 | 1615 | 360 | 187.625 | 190 | 2352.625 | 1047.375 | 3400
North Carolina | Baker | Grandaire | Primary | 14.3 SEER2 AC / 80% Furnace 90K BTU | 4 | W5A5S48AKAWA | 1191 | W5AM48M21XA | 429 | 1620 | 360 | 188.1 | 190 | 2358.1 | 1191.9 | 3550
North Carolina | Baker | Grandaire | Primary | 14.3 SEER2 AC / 80% Furnace 90K BTU | 4 | W5A5S48AKAWA | 1191 | W5VM48M21XA | 476 | 1667 | 360 | 192.565 | 190 | 2409.565 | 1140.435 | 3550
North Carolina | Baker | Grandaire | Primary | 14.3 SEER2 AC / 80% Furnace 90K BTU | 5 | W5A5S60AKAWA | 1374 | W5AM61M21XA | 394 | 1768 | 360 | 202.16 | 190 | 2520.16 | 1179.84 | 3700
North Carolina | Baker | Grandaire | Primary | 14.3 SEER2 AC / 80% Furnace 135K BTU | 5 | W5A5S60AKAWA | 1374 | W5AM60M24XA | 491 | 1865 | 360 | 211.375 | 190 | 2626.375 | 1073.625 | 3700
North Carolina | Baker | Grandaire | Primary | 14.3 SEER2 AC / 80% Furnace 90K BTU | 5 | W5A5S60AKAWA | 1374 | W5VM60M21XA | 516 | 1890 | 360 | 213.75 | 190 | 2653.75 | 1046.25 | 3700
Ohio - Columbus | Habegger | Payne | Primary | 14.3 SEER2 AC / 80% Furnace 45K BTU | 1.5 | PA5SAN51800W | 815 | CVAMA2417XMA | 243 | 1058 | 360 | 134.71 | 190 | 1742.71 | 1182.29 | 2925
Ohio - Columbus | Habegger | Payne | Primary | 14.3 SEER2 AC / 80% Furnace 70K BTU | 2 | PA5SAN52400W | 815 | CVAMA2414XMA | 241 | 1056 | 360 | 134.52 | 190 | 1740.52 | 1184.48 | 2925
Ohio - Columbus | Habegger | Payne | Primary | 14.3 SEER2 AC / 80% Furnace 70K BTU | 2.5 | PA5SAN53000W | 834 | CAAMP3014AMA | 347 | 1181 | 360 | 146.395 | 190 | 1877.395 | 1097.605 | 2975
Ohio - Columbus | Habegger | Payne | Primary | 14.3 SEER2 AC / 80% Furnace 90K BTU | 3 | PA5SAN53600W | 910 | CVAMA3617XMA | 294 | 1204 | 360 | 148.58 | 190 | 1902.58 | 1197.42 | 3100
Ohio - Columbus | Habegger | Payne | Primary | 14.3 SEER2 AC / 80% Furnace 90K BTU | 3.5 | PA5SAN54200W | 1144 | CVAMA4221XMA | 338 | 1482 | 360 | 174.99 | 190 | 2206.99 | 1193.01 | 3400
Ohio - Columbus | Habegger | Payne | Primary | 14.3 SEER2 AC / 80% Furnace 70K BTU | 4 | PA5SAN54800W | 1191 | CAAMP4821AMA | 429 | 1620 | 360 | 188.1 | 190 | 2358.1 | 1191.9 | 3550
Ohio - Columbus | Habegger | Payne | Primary | 14.3 SEER2 AC / 80% Furnace 90K BTU | 5 | PA5SAN56000W | 1374 | CAAMP6121AMA | 394 | 1768 | 360 | 202.16 | 190 | 2520.16 | 1179.84 | 3700
Ohio - North East | Habegger | Day & Night (ICP) | Primary | 13.4+ SEER2 AC / 80% Furnace 70K BTU | 1.5 | R5A4S18AKANA | 823 | EAM5X24M14A | 331 | 1154 | 360 | 143.83 | 190 | 1847.83 | 1077.17 | 2925
Ohio - North East | Habegger | Day & Night (ICP) | Primary | 13.4+ SEER2 AC / 80% Furnace 70K BTU | 2 | R5A4S24AKANA | 836 | EAM5X24M14A | 331 | 1167 | 360 | 145.065 | 190 | 1862.065 | 1062.935 | 2925
Ohio - North East | Habegger | Day & Night (ICP) | Primary | 13.4+ SEER2 AC / 80% Furnace 70K BTU | 2.5 | R5A4S30AKANA | 872 | EVM5X30M17A | 253 | 1125 | 360 | 141.075 | 190 | 1816.075 | 1158.925 | 2975
Ohio - North East | Habegger | Day & Night (ICP) | Primary | 13.4+ SEER2 AC / 80% Furnace 70K BTU | 3 | R5A4S36AKANA | 977 | EVM5X36M17A | 294 | 1271 | 360 | 154.945 | 190 | 1975.945 | 1124.055 | 3100
Ohio - North East | Habegger | Day & Night (ICP) | Primary | 13.4+ SEER2 AC / 80% Furnace 70K BTU | 3.5 | R5A4S42AKANA | 1102 | EVM5X42M21A | 338 | 1440 | 360 | 171 | 190 | 2161 | 1239 | 3400
Ohio - North East | Habegger | Day & Night (ICP) | Primary | 13.4+ SEER2 AC / 80% Furnace 70K BTU | 4 | R5A4S48AKANA | 1305 | EAM5X48M21A | 429 | 1734 | 360 | 198.93 | 190 | 2482.93 | 1067.07 | 3550
Ohio - North East | Habegger | Day & Night (ICP) | Primary | 13.4+ SEER2 AC / 80% Furnace 90K BTU | 5 | R5A4S60AKANA | 1433 | EAM5X61M21A | 394 | 1827 | 360 | 207.765 | 190 | 2584.765 | 1115.235 | 3700
Ohio - North East | Habegger | Day & Night (ICP) | Primary | 14.3 SEER2 AC / 80% Furnace 45K BTU | 1.5 | R5A5S18AKAWA | 815 | EAM5X24M14A | 331 | 1146 | 360 | 143.07 | 190 | 1839.07 | 1085.93 | 2925
Ohio - North East | Habegger | Day & Night (ICP) | Primary | 14.3 SEER2 AC / 80% Furnace 70K BTU | 2 | R5A5S24AKAWA | 815 | EVM5X24M14A | 241 | 1056 | 360 | 134.52 | 190 | 1740.52 | 1184.48 | 2925
Ohio - North East | Habegger | Day & Night (ICP) | Primary | 14.3 SEER2 AC / 80% Furnace 70K BTU | 2.5 | R5A5S30AKAWA | 834 | EVM5X30M17A | 253 | 1087 | 360 | 137.465 | 190 | 1774.465 | 1200.535 | 2975
Ohio - North East | Habegger | Day & Night (ICP) | Primary | 14.3 SEER2 AC / 80% Furnace 90K BTU | 3 | R5A5S36AKAWA | 910 | EVM5X36M17A | 294 | 1204 | 360 | 148.58 | 190 | 1902.58 | 1197.42 | 3100
Ohio - North East | Habegger | Day & Night (ICP) | Primary | 14.3 SEER2 AC / 80% Furnace 90K BTU | 3.5 | R5A5S42AKAWA | 1144 | EVM5X42M21A | 338 | 1482 | 360 | 174.99 | 190 | 2206.99 | 1193.01 | 3400
Ohio - North East | Habegger | Day & Night (ICP) | Primary | 14.3 SEER2 AC / 80% Furnace 110K BTU | 4 | R5A5S48AKAWA | 1191 | EAM5X48M21A | 429 | 1620 | 360 | 188.1 | 190 | 2358.1 | 1191.9 | 3550
Ohio - North East | Habegger | Day & Night (ICP) | Primary | 14.3 SEER2 AC / 80% Furnace 90K BTU | 5 | R5A5S60AKAWA | 1374 | EAM5X61M21A | 394 | 1768 | 360 | 202.16 | 190 | 2520.16 | 1179.84 | 3700
Ohio - South West | Habegger | Payne | Primary | 14.3 SEER2 AC / 80% Furnace 45K BTU | 1.5 | PA5SAN51800W | 815 | CVAMA2417XMA | 243 | 1058 | 360 | 134.71 | 190 | 1742.71 | 1182.29 | 2925
Ohio - South West | Habegger | Payne | Primary | 14.3 SEER2 AC / 80% Furnace 70K BTU | 2 | PA5SAN52400W | 815 | CVAMA2414XMA | 241 | 1056 | 360 | 134.52 | 190 | 1740.52 | 1184.48 | 2925
Ohio - South West | Habegger | Payne | Primary | 14.3 SEER2 AC / 80% Furnace 70K BTU | 2.5 | PA5SAN53000W | 834 | CAAMP3014AMA | 347 | 1181 | 360 | 146.395 | 190 | 1877.395 | 1097.605 | 2975
Ohio - South West | Habegger | Payne | Primary | 14.3 SEER2 AC / 80% Furnace 90K BTU | 3 | PA5SAN53600W | 910 | CVAMA3617XMA | 294 | 1204 | 360 | 148.58 | 190 | 1902.58 | 1197.42 | 3100
Ohio - South West | Habegger | Payne | Primary | 14.3 SEER2 AC / 80% Furnace 90K BTU | 3.5 | PA5SAN54200W | 1144 | CVAMA4221XMA | 338 | 1482 | 360 | 174.99 | 190 | 2206.99 | 1193.01 | 3400
Ohio - South West | Habegger | Payne | Primary | 14.3 SEER2 AC / 80% Furnace 70K BTU | 4 | PA5SAN54800W | 1191 | CAAMP4821AMA | 429 | 1620 | 360 | 188.1 | 190 | 2358.1 | 1191.9 | 3550
Ohio - South West | Habegger | Payne | Primary | 14.3 SEER2 AC / 80% Furnace 90K BTU | 5 | PA5SAN56000W | 1374 | CAAMP6121AMA | 394 | 1768 | 360 | 202.16 | 190 | 2520.16 | 1179.84 | 3700
Oklahoma | Baker | Grandaire | Primary | 14.3 SEER2 AC / 80% Furnace 45K BTU | 1.5 | W5A5S18AKAWA | 815 | W5AM24M14XA | 331 | 1146 | 360 | 143.07 | 190 | 1839.07 | 1085.93 | 2925
Oklahoma | Baker | Grandaire | Primary | 14.3 SEER2 AC / 80% Furnace 70K BTU | 1.5 | W5A5S18AKAWA | 815 | W5AM24M17XA | 333 | 1148 | 360 | 143.26 | 190 | 1841.26 | 1083.74 | 2925
Oklahoma | Baker | Grandaire | Primary | 14.3 SEER2 AC / 80% Furnace 70K BTU | 1.5 | W5A5S18AKAWA | 815 | W5VM24M17XA | 243 | 1058 | 360 | 134.71 | 190 | 1742.71 | 1182.29 | 2925
Oklahoma | Baker | Grandaire | Primary | 14.3 SEER2 AC / 80% Furnace 45K BTU | 2 | W5A5S24AKAWA | 815 | W5AM24M14XA | 331 | 1146 | 360 | 143.07 | 190 | 1839.07 | 1085.93 | 2925
Oklahoma | Baker | Grandaire | Primary | 14.3 SEER2 AC / 80% Furnace 70K BTU | 2 | W5A5S24AKAWA | 815 | W5AM24M17XA | 333 | 1148 | 360 | 143.26 | 190 | 1841.26 | 1083.74 | 2925
Oklahoma | Baker | Grandaire | Primary | 14.3 SEER2 AC / 80% Furnace 70K BTU | 2 | W5A5S24AKAWA | 815 | W5VM24M17XA | 243 | 1058 | 360 | 134.71 | 190 | 1742.71 | 1182.29 | 2925
Oklahoma | Baker | Grandaire | Primary | 14.3 SEER2 AC / 80% Furnace 70K BTU | 2.5 | W5A5S30AKAWA | 834 | W5AM30M17XA | 344 | 1178 | 360 | 146.11 | 190 | 1874.11 | 1100.89 | 2975
Oklahoma | Baker | Grandaire | Primary | 14.3 SEER2 AC / 80% Furnace 70K BTU | 2.5 | W5A5S30AKAWA | 834 | W5VM30M17XA | 253 | 1087 | 360 | 137.465 | 190 | 1774.465 | 1200.535 | 2975
Oklahoma | Baker | Grandaire | Primary | 14.3 SEER2 AC / 80% Furnace 70K BTU | 3 | W5A5S36AKAWA | 910 | W5VM36M17XA | 294 | 1204 | 360 | 148.58 | 190 | 1902.58 | 1197.42 | 3100
Oklahoma | Baker | Grandaire | Primary | 14.3 SEER2 AC / 80% Furnace 90K BTU | 3 | W5A5S36AKAWA | 910 | W5VM36M17XA | 294 | 1204 | 360 | 148.58 | 190 | 1902.58 | 1197.42 | 3100
Oklahoma | Baker | Grandaire | Primary | 14.3 SEER2 AC / 80% Furnace 90K BTU | 3.5 | W5A5S42AKAWA | 1144 | W5AM42M21XA | 382 | 1526 | 360 | 179.17 | 190 | 2255.17 | 1144.83 | 3400
Oklahoma | Baker | Grandaire | Primary | 14.3 SEER2 AC / 80% Furnace 90K BTU | 3.5 | W5A5S42AKAWA | 1144 | W5VM44M21XA | 471 | 1615 | 360 | 187.625 | 190 | 2352.625 | 1047.375 | 3400
Oklahoma | Baker | Grandaire | Primary | 14.3 SEER2 AC / 80% Furnace 90K BTU | 4 | W5A5S48AKAWA | 1191 | W5AM48M21XA | 429 | 1620 | 360 | 188.1 | 190 | 2358.1 | 1191.9 | 3550
Oklahoma | Baker | Grandaire | Primary | 14.3 SEER2 AC / 80% Furnace 90K BTU | 4 | W5A5S48AKAWA | 1191 | W5VM48M21XA | 476 | 1667 | 360 | 192.565 | 190 | 2409.565 | 1140.435 | 3550
Oklahoma | Baker | Grandaire | Primary | 14.3 SEER2 AC / 80% Furnace 90K BTU | 5 | W5A5S60AKAWA | 1374 | W5AM61M21XA | 394 | 1768 | 360 | 202.16 | 190 | 2520.16 | 1179.84 | 3700
Oklahoma | Baker | Grandaire | Primary | 14.3 SEER2 AC / 80% Furnace 135K BTU | 5 | W5A5S60AKAWA | 1374 | W5AM60M24XA | 491 | 1865 | 360 | 211.375 | 190 | 2626.375 | 1073.625 | 3700
Oklahoma | Baker | Grandaire | Primary | 14.3 SEER2 AC / 80% Furnace 90K BTU | 5 | W5A5S60AKAWA | 1374 | W5VM60M21XA | 516 | 1890 | 360 | 213.75 | 190 | 2653.75 | 1046.25 | 3700
Oregon - West | Ferguson / Airefco | Day & Night | Primary | 13.4+ SEER2 AC / 80% Furnace 70K BTU | 1.5 | R5A4S18AKANA | 823 | EAM5X24M14A | 331 | 1154 | 360 | 143.83 | 190 | 1847.83 | 1077.17 | 2925
Oregon - West | Ferguson / Airefco | Day & Night | Primary | 13.4+ SEER2 AC / 80% Furnace 70K BTU | 1.5 | R5A4S18AKANA | 823 | EAM5X19M17A | 386 | 1209 | 360 | 149.055 | 190 | 1908.055 | 1016.945 | 2925
Oregon - West | Ferguson / Airefco | Day & Night | Primary | 13.4+ SEER2 AC / 80% Furnace 70K BTU | 2 | R5A4S24AKANA | 836 | EAM5X24M14A | 331 | 1167 | 360 | 145.065 | 190 | 1862.065 | 1062.935 | 2925
Oregon - West | Ferguson / Airefco | Day & Night | Primary | 13.4+ SEER2 AC / 80% Furnace 70K BTU | 2 | R5A4S24AKANA | 836 | EVM5X24M17A | 243 | 1079 | 360 | 136.705 | 190 | 1765.705 | 1159.295 | 2925
Oregon - West | Ferguson / Airefco | Day & Night | Primary | 13.4+ SEER2 AC / 80% Furnace 70K BTU | 2.5 | R5A4S30AKANA | 872 | EVM5X30M17A | 253 | 1125 | 360 | 141.075 | 190 | 1816.075 | 1158.925 | 2975
Oregon - West | Ferguson / Airefco | Day & Night | Primary | 13.4+ SEER2 AC / 80% Furnace 70K BTU | 2.5 | R5A4S30AKANA | 872 | EAM5X30M14A | 347 | 1219 | 360 | 150.005 | 190 | 1919.005 | 1055.995 | 2975
Oregon - West | Ferguson / Airefco | Day & Night | Primary | 13.4+ SEER2 AC / 80% Furnace 70K BTU | 3 | R5A4S36AKANA | 977 | EVM5X36M17A | 294 | 1271 | 360 | 154.945 | 190 | 1975.945 | 1124.055 | 3100
Oregon - West | Ferguson / Airefco | Day & Night | Primary | 13.4+ SEER2 AC / 80% Furnace 70K BTU | 3 | R5A4S36AKANA | 977 | EAM5X36M17A | 374 | 1351 | 360 | 162.545 | 190 | 2063.545 | 1036.455 | 3100
Oregon - West | Ferguson / Airefco | Day & Night | Primary | 13.4+ SEER2 AC / 80% Furnace 70K BTU | 3.5 | R5A4S42AKANA | 1102 | EVM5X42M21A | 338 | 1440 | 360 | 171 | 190 | 2161 | 1239 | 3400
Oregon - West | Ferguson / Airefco | Day & Night | Primary | 13.4+ SEER2 AC / 80% Furnace 70K BTU | 3.5 | R5A4S42AKANA | 1102 | EAM5X42M21A | 382 | 1484 | 360 | 175.18 | 190 | 2209.18 | 1190.82 | 3400
Oregon - West | Ferguson / Airefco | Day & Night | Primary | 13.4+ SEER2 AC / 80% Furnace 70K BTU | 4 | R5A4S48AKANA | 1305 | EAM5X48M21A | 429 | 1734 | 360 | 198.93 | 190 | 2482.93 | 1067.07 | 3550
Oregon - West | Ferguson / Airefco | Day & Night | Primary | 13.4+ SEER2 AC / 80% Furnace 70K BTU | 4 | R5A4S48AKANA | 1305 | EVM5X48M21A | 476 | 1781 | 360 | 203.395 | 190 | 2534.395 | 1015.605 | 3550
Oregon - West | Ferguson / Airefco | Day & Night | Primary | 13.4+ SEER2 AC / 80% Furnace 90K BTU | 5 | R5A4S60AKANA | 1433 | EAM5X61M21A | 394 | 1827 | 360 | 207.765 | 190 | 2584.765 | 1115.235 | 3700
Oregon - West | Ferguson / Airefco | Day & Night | Primary | 13.4+ SEER2 AC / 80% Furnace 90K BTU | 5 | R5A4S60AKANA | 1433 | EAM5X60M24A | 491 | 1924 | 360 | 216.98 | 190 | 2690.98 | 1009.02 | 3700
Pennsylvania - Pittsburgh | Habegger | Comfortmaker (ICP) | Primary | 13.4+ SEER2 AC / 80% Furnace 70K BTU | 1.5 | R5A4S18AKANA | 823 | EAM5X24M14A | 331 | 1154 | 360 | 143.83 | 190 | 1847.83 | 1077.17 | 2925
Pennsylvania - Pittsburgh | Habegger | Comfortmaker (ICP) | Primary | 13.4+ SEER2 AC / 80% Furnace 70K BTU | 2 | R5A4S24AKANA | 836 | EAM5X24M14A | 331 | 1167 | 360 | 145.065 | 190 | 1862.065 | 1062.935 | 2925
Pennsylvania - Pittsburgh | Habegger | Comfortmaker (ICP) | Primary | 13.4+ SEER2 AC / 80% Furnace 70K BTU | 2.5 | R5A4S30AKANA | 872 | EVM5X30M17A | 253 | 1125 | 360 | 141.075 | 190 | 1816.075 | 1158.925 | 2975
Pennsylvania - Pittsburgh | Habegger | Comfortmaker (ICP) | Primary | 13.4+ SEER2 AC / 80% Furnace 70K BTU | 3 | R5A4S36AKANA | 977 | EVM5X36M17A | 294 | 1271 | 360 | 154.945 | 190 | 1975.945 | 1124.055 | 3100
Pennsylvania - Pittsburgh | Habegger | Comfortmaker (ICP) | Primary | 13.4+ SEER2 AC / 80% Furnace 70K BTU | 3.5 | R5A4S42AKANA | 1102 | EVM5X42M21A | 338 | 1440 | 360 | 171 | 190 | 2161 | 1239 | 3400
Pennsylvania - Pittsburgh | Habegger | Comfortmaker (ICP) | Primary | 13.4+ SEER2 AC / 80% Furnace 70K BTU | 4 | R5A4S48AKANA | 1305 | EAM5X48M21A | 429 | 1734 | 360 | 198.93 | 190 | 2482.93 | 1067.07 | 3550
Pennsylvania - Pittsburgh | Habegger | Comfortmaker (ICP) | Primary | 13.4+ SEER2 AC / 80% Furnace 90K BTU | 5 | R5A4S60AKANA | 1433 | EAM5X61M21A | 394 | 1827 | 360 | 207.765 | 190 | 2584.765 | 1115.235 | 3700
Pennsylvania - Pittsburgh | Habegger | Comfortmaker (ICP) | Primary | 14.3 SEER2 AC / 80% Furnace 45K BTU | 1.5 | R5A5S18AKAWA | 815 | EAM5X24M14A | 331 | 1146 | 360 | 143.07 | 190 | 1839.07 | 1085.93 | 2925
Pennsylvania - Pittsburgh | Habegger | Comfortmaker (ICP) | Primary | 14.3 SEER2 AC / 80% Furnace 70K BTU | 2 | R5A5S24AKAWA | 815 | EVM5X24M14A | 241 | 1056 | 360 | 134.52 | 190 | 1740.52 | 1184.48 | 2925
Pennsylvania - Pittsburgh | Habegger | Comfortmaker (ICP) | Primary | 14.3 SEER2 AC / 80% Furnace 70K BTU | 2.5 | R5A5S30AKAWA | 834 | EVM5X30M17A | 253 | 1087 | 360 | 137.465 | 190 | 1774.465 | 1200.535 | 2975
Pennsylvania - Pittsburgh | Habegger | Comfortmaker (ICP) | Primary | 14.3 SEER2 AC / 80% Furnace 90K BTU | 3 | R5A5S36AKAWA | 910 | EVM5X36M17A | 294 | 1204 | 360 | 148.58 | 190 | 1902.58 | 1197.42 | 3100
Pennsylvania - Pittsburgh | Habegger | Comfortmaker (ICP) | Primary | 14.3 SEER2 AC / 80% Furnace 90K BTU | 3.5 | R5A5S42AKAWA | 1144 | EVM5X42M21A | 338 | 1482 | 360 | 174.99 | 190 | 2206.99 | 1193.01 | 3400
Pennsylvania - Pittsburgh | Habegger | Comfortmaker (ICP) | Primary | 14.3 SEER2 AC / 80% Furnace 110K BTU | 4 | R5A5S48AKAWA | 1191 | EAM5X48M21A | 429 | 1620 | 360 | 188.1 | 190 | 2358.1 | 1191.9 | 3550
Pennsylvania - Pittsburgh | Habegger | Comfortmaker (ICP) | Primary | 14.3 SEER2 AC / 80% Furnace 90K BTU | 5 | R5A5S60AKAWA | 1374 | EAM5X61M21A | 394 | 1768 | 360 | 202.16 | 190 | 2520.16 | 1179.84 | 3700
South Carolina | Baker | Grandaire | Primary | 14.3 SEER2 AC / 80% Furnace 45K BTU | 1.5 | W5A5S18AKAWA | 815 | W5AM24M14XA | 331 | 1146 | 360 | 143.07 | 190 | 1839.07 | 1085.93 | 2925
South Carolina | Baker | Grandaire | Primary | 14.3 SEER2 AC / 80% Furnace 70K BTU | 1.5 | W5A5S18AKAWA | 815 | W5AM24M17XA | 333 | 1148 | 360 | 143.26 | 190 | 1841.26 | 1083.74 | 2925
South Carolina | Baker | Grandaire | Primary | 14.3 SEER2 AC / 80% Furnace 70K BTU | 1.5 | W5A5S18AKAWA | 815 | W5VM24M17XA | 243 | 1058 | 360 | 134.71 | 190 | 1742.71 | 1182.29 | 2925
South Carolina | Baker | Grandaire | Primary | 14.3 SEER2 AC / 80% Furnace 45K BTU | 2 | W5A5S24AKAWA | 815 | W5AM24M14XA | 331 | 1146 | 360 | 143.07 | 190 | 1839.07 | 1085.93 | 2925
South Carolina | Baker | Grandaire | Primary | 14.3 SEER2 AC / 80% Furnace 70K BTU | 2 | W5A5S24AKAWA | 815 | W5AM24M17XA | 333 | 1148 | 360 | 143.26 | 190 | 1841.26 | 1083.74 | 2925
South Carolina | Baker | Grandaire | Primary | 14.3 SEER2 AC / 80% Furnace 70K BTU | 2 | W5A5S24AKAWA | 815 | W5VM24M17XA | 243 | 1058 | 360 | 134.71 | 190 | 1742.71 | 1182.29 | 2925
South Carolina | Baker | Grandaire | Primary | 14.3 SEER2 AC / 80% Furnace 70K BTU | 2.5 | W5A5S30AKAWA | 834 | W5AM30M17XA | 344 | 1178 | 360 | 146.11 | 190 | 1874.11 | 1100.89 | 2975
South Carolina | Baker | Grandaire | Primary | 14.3 SEER2 AC / 80% Furnace 70K BTU | 2.5 | W5A5S30AKAWA | 834 | W5VM30M17XA | 253 | 1087 | 360 | 137.465 | 190 | 1774.465 | 1200.535 | 2975
South Carolina | Baker | Grandaire | Primary | 14.3 SEER2 AC / 80% Furnace 70K BTU | 3 | W5A5S36AKAWA | 910 | W5VM36M17XA | 294 | 1204 | 360 | 148.58 | 190 | 1902.58 | 1197.42 | 3100
South Carolina | Baker | Grandaire | Primary | 14.3 SEER2 AC / 80% Furnace 90K BTU | 3 | W5A5S36AKAWA | 910 | W5VM36M17XA | 294 | 1204 | 360 | 148.58 | 190 | 1902.58 | 1197.42 | 3100
South Carolina | Baker | Grandaire | Primary | 14.3 SEER2 AC / 80% Furnace 90K BTU | 3.5 | W5A5S42AKAWA | 1144 | W5AM42M21XA | 382 | 1526 | 360 | 179.17 | 190 | 2255.17 | 1144.83 | 3400
South Carolina | Baker | Grandaire | Primary | 14.3 SEER2 AC / 80% Furnace 90K BTU | 3.5 | W5A5S42AKAWA | 1144 | W5VM44M21XA | 471 | 1615 | 360 | 187.625 | 190 | 2352.625 | 1047.375 | 3400
South Carolina | Baker | Grandaire | Primary | 14.3 SEER2 AC / 80% Furnace 90K BTU | 4 | W5A5S48AKAWA | 1191 | W5AM48M21XA | 429 | 1620 | 360 | 188.1 | 190 | 2358.1 | 1191.9 | 3550
South Carolina | Baker | Grandaire | Primary | 14.3 SEER2 AC / 80% Furnace 90K BTU | 4 | W5A5S48AKAWA | 1191 | W5VM48M21XA | 476 | 1667 | 360 | 192.565 | 190 | 2409.565 | 1140.435 | 3550
South Carolina | Baker | Grandaire | Primary | 14.3 SEER2 AC / 80% Furnace 90K BTU | 5 | W5A5S60AKAWA | 1374 | W5AM61M21XA | 394 | 1768 | 360 | 202.16 | 190 | 2520.16 | 1179.84 | 3700
South Carolina | Baker | Grandaire | Primary | 14.3 SEER2 AC / 80% Furnace 135K BTU | 5 | W5A5S60AKAWA | 1374 | W5AM60M24XA | 491 | 1865 | 360 | 211.375 | 190 | 2626.375 | 1073.625 | 3700
South Carolina | Baker | Grandaire | Primary | 14.3 SEER2 AC / 80% Furnace 90K BTU | 5 | W5A5S60AKAWA | 1374 | W5VM60M21XA | 516 | 1890 | 360 | 213.75 | 190 | 2653.75 | 1046.25 | 3700
Tennessee - All Markets | Habegger | Tempstar (ICP) | Primary | 13.4+ SEER2 AC / 80% Furnace 70K BTU | 1.5 | R5A4S18AKANA | 823 | EAM5X24M14A | 331 | 1154 | 360 | 143.83 | 190 | 1847.83 | 1077.17 | 2925
Tennessee - All Markets | Habegger | Tempstar (ICP) | Primary | 13.4+ SEER2 AC / 80% Furnace 70K BTU | 2 | R5A4S24AKANA | 836 | EVM5X24M17A | 243 | 1079 | 360 | 136.705 | 190 | 1765.705 | 1159.295 | 2925
Tennessee - All Markets | Habegger | Tempstar (ICP) | Primary | 13.4+ SEER2 AC / 80% Furnace 70K BTU | 2.5 | R5A4S30AKANA | 872 | EAM5X30M14A | 347 | 1219 | 360 | 150.005 | 190 | 1919.005 | 1055.995 | 2975
Tennessee - All Markets | Habegger | Tempstar (ICP) | Primary | 13.4+ SEER2 AC / 80% Furnace 70K BTU | 3 | R5A4S36AKANA | 977 | EVM5X36M17A | 294 | 1271 | 360 | 154.945 | 190 | 1975.945 | 1124.055 | 3100
Tennessee - All Markets | Habegger | Tempstar (ICP) | Primary | 13.4+ SEER2 AC / 80% Furnace 70K BTU | 3.5 | R5A4S42AKANA | 1102 | EVM5X42M21A | 338 | 1440 | 360 | 171 | 190 | 2161 | 1239 | 3400
Tennessee - All Markets | Habegger | Tempstar (ICP) | Primary | 13.4+ SEER2 AC / 80% Furnace 70K BTU | 4 | R5A4S48AKANA | 1305 | EAM5X48M21A | 429 | 1734 | 360 | 198.93 | 190 | 2482.93 | 1067.07 | 3550
Tennessee - All Markets | Habegger | Tempstar (ICP) | Primary | 13.4+ SEER2 AC / 80% Furnace 90K BTU | 5 | R5A4S60AKANA | 1433 | EAM5X61M21A | 394 | 1827 | 360 | 207.765 | 190 | 2584.765 | 1115.235 | 3700
Tennessee - Memphis | Sanders | Tempstar (ICP) | Primary | 13.4+ SEER2 AC / 80% Furnace 70K BTU | 1.5 | R5A4S18AKANA | 823 | EAM5X24M14A | 331 | 1154 | 360 | 143.83 | 190 | 1847.83 | 1077.17 | 2925
Tennessee - Memphis | Sanders | Tempstar (ICP) | Primary | 13.4+ SEER2 AC / 80% Furnace 70K BTU | 1.5 | R5A4S18AKANA | 823 | EAM5X19M17A | 386 | 1209 | 360 | 149.055 | 190 | 1908.055 | 1016.945 | 2925
Tennessee - Memphis | Sanders | Tempstar (ICP) | Primary | 13.4+ SEER2 AC / 80% Furnace 70K BTU | 2 | R5A4S24AKANA | 836 | EAM5X24M14A | 331 | 1167 | 360 | 145.065 | 190 | 1862.065 | 1062.935 | 2925
Tennessee - Memphis | Sanders | Tempstar (ICP) | Primary | 13.4+ SEER2 AC / 80% Furnace 70K BTU | 2 | R5A4S24AKANA | 836 | EVM5X24M17A | 243 | 1079 | 360 | 136.705 | 190 | 1765.705 | 1159.295 | 2925
Tennessee - Memphis | Sanders | Tempstar (ICP) | Primary | 13.4+ SEER2 AC / 80% Furnace 70K BTU | 2.5 | R5A4S30AKANA | 872 | EAM5X30M14A | 347 | 1219 | 360 | 150.005 | 190 | 1919.005 | 1055.995 | 2975
Tennessee - Memphis | Sanders | Tempstar (ICP) | Primary | 13.4+ SEER2 AC / 80% Furnace 70K BTU | 2.5 | R5A4S30AKANA | 872 | EVM5X30M17A | 253 | 1125 | 360 | 141.075 | 190 | 1816.075 | 1158.925 | 2975
Tennessee - Memphis | Sanders | Tempstar (ICP) | Primary | 13.4+ SEER2 AC / 80% Furnace 70K BTU | 3 | R5A4S36AKANA | 977 | EVM5X36M17A | 294 | 1271 | 360 | 154.945 | 190 | 1975.945 | 1124.055 | 3100
Tennessee - Memphis | Sanders | Tempstar (ICP) | Primary | 13.4+ SEER2 AC / 80% Furnace 70K BTU | 3.5 | R5A4S42AKANA | 1102 | EVM5X42M21A | 338 | 1440 | 360 | 171 | 190 | 2161 | 1239 | 3400
Tennessee - Memphis | Sanders | Tempstar (ICP) | Primary | 13.4+ SEER2 AC / 80% Furnace 70K BTU | 3.5 | R5A4S42AKANA | 1102 | EAM5X42M21A | 382 | 1484 | 360 | 175.18 | 190 | 2209.18 | 1190.82 | 3400
Tennessee - Memphis | Sanders | Tempstar (ICP) | Primary | 13.4+ SEER2 AC / 80% Furnace 70K BTU | 4 | R5A4S48AKANA | 1305 | EAM5X48M21A | 429 | 1734 | 360 | 198.93 | 190 | 2482.93 | 1067.07 | 3550
Tennessee - Memphis | Sanders | Tempstar (ICP) | Primary | 13.4+ SEER2 AC / 80% Furnace 70K BTU | 4 | R5A4S48AKANA | 1305 | EVM5X48M21A | 476 | 1781 | 360 | 203.395 | 190 | 2534.395 | 1015.605 | 3550
Tennessee - Memphis | Sanders | Tempstar (ICP) | Primary | 13.4+ SEER2 AC / 80% Furnace 90K BTU | 5 | R5A4S60AKANA | 1433 | EAM5X61M21A | 394 | 1827 | 360 | 207.765 | 190 | 2584.765 | 1115.235 | 3700
Tennessee - Memphis | Sanders | Tempstar (ICP) | Primary | 13.4+ SEER2 AC / 80% Furnace 90K BTU | 5 | R5A4S60AKANA | 1433 | EAM5X60M24A | 491 | 1924 | 360 | 216.98 | 190 | 2690.98 | 1009.02 | 3700
Texas - Central | Robert Madden | Day & Night (ICP) | Primary | 14.3 SEER2 AC / 80% Furnace 45K BTU | 1.5 | R5A5S18AKAWA | 815 | EAM5X24M14A | 331 | 1146 | 360 | 143.07 | 190 | 1839.07 | 1085.93 | 2925
Texas - Central | Robert Madden | Day & Night (ICP) | Primary | 14.3 SEER2 AC / 80% Furnace 70K BTU | 2 | R5A5S24AKAWA | 815 | EVM5X24M14A | 241 | 1056 | 360 | 134.52 | 190 | 1740.52 | 1184.48 | 2925
Texas - Central | Robert Madden | Day & Night (ICP) | Primary | 14.3 SEER2 AC / 80% Furnace 70K BTU | 2.5 | R5A5S30AKAWA | 834 | EVM5X30M17A | 253 | 1087 | 360 | 137.465 | 190 | 1774.465 | 1200.535 | 2975
Texas - Central | Robert Madden | Day & Night (ICP) | Primary | 14.3 SEER2 AC / 80% Furnace 70K BTU | 2.5 | R5A5S30AKAWA | 834 | EVM5X30M17A | 253 | 1087 | 360 | 137.465 | 190 | 1774.465 | 1200.535 | 2975
Texas - Central | Robert Madden | Day & Night (ICP) | Primary | 14.3 SEER2 AC / 80% Furnace 90K BTU | 3 | R5A5S36AKAWA | 910 | EVM5X36M17A | 294 | 1204 | 360 | 148.58 | 190 | 1902.58 | 1197.42 | 3100
Texas - Central | Robert Madden | Day & Night (ICP) | Primary | 14.3 SEER2 AC / 80% Furnace 90K BTU | 3.5 | R5A5S42AKAWA | 1144 | EVM5X42M21A | 338 | 1482 | 360 | 174.99 | 190 | 2206.99 | 1193.01 | 3400
Texas - Central | Robert Madden | Day & Night (ICP) | Primary | 14.3 SEER2 AC / 80% Furnace 90K BTU | 3.5 | R5A5S42AKAWA | 1144 | EVM5X42M21A | 338 | 1482 | 360 | 174.99 | 190 | 2206.99 | 1193.01 | 3400
Texas - Central | Robert Madden | Day & Night (ICP) | Primary | 14.3 SEER2 AC / 80% Furnace 90K BTU | 4 | R5A5S48AKAWA | 1191 | EAM5X48M21A | 429 | 1620 | 360 | 188.1 | 190 | 2358.1 | 1191.9 | 3550
Texas - Central | Robert Madden | Day & Night (ICP) | Primary | 14.3 SEER2 AC / 80% Furnace 90K BTU | 4 | R5A5S48AKAWA | 1191 | EAM5X48M21A | 429 | 1620 | 360 | 188.1 | 190 | 2358.1 | 1191.9 | 3550
Texas - Central | Robert Madden | Day & Night (ICP) | Primary | 14.3 SEER2 AC / 80% Furnace 90K BTU | 5 | R5A5S60AKAWA | 1374 | EAM5X61M21A | 394 | 1768 | 360 | 202.16 | 190 | 2520.16 | 1179.84 | 3700
Texas - Central | Robert Madden | Day & Night (ICP) | Primary | 14.3 SEER2 AC / 80% Furnace 90K BTU | 5 | R5A5S60AKAWA | 1374 | EAM5X61M21A | 394 | 1768 | 360 | 202.16 | 190 | 2520.16 | 1179.84 | 3700
Texas - West | Robert Madden | Payne | Primary | 14.3 SEER2 AC / 80% Furnace 45K BTU | 1.5 | PA5SAN51800W | 815 | CVAMA2417XMA | 243 | 1058 | 360 | 134.71 | 190 | 1742.71 | 1182.29 | 2925
Texas - West | Robert Madden | Payne | Primary | 14.3 SEER2 AC / 80% Furnace 70K BTU | 2 | PA5SAN52400W | 815 | CVAMA2414XMA | 241 | 1056 | 360 | 134.52 | 190 | 1740.52 | 1184.48 | 2925
Texas - West | Robert Madden | Payne | Primary | 14.3 SEER2 AC / 80% Furnace 70K BTU | 2.5 | PA5SAN53000W | 834 | CAAMP3014AMA | 347 | 1181 | 360 | 146.395 | 190 | 1877.395 | 1097.605 | 2975
Texas - West | Robert Madden | Payne | Primary | 14.3 SEER2 AC / 80% Furnace 90K BTU | 3 | PA5SAN53600W | 910 | CVAMA3617XMA | 294 | 1204 | 360 | 148.58 | 190 | 1902.58 | 1197.42 | 3100
Texas - West | Robert Madden | Payne | Primary | 14.3 SEER2 AC / 80% Furnace 90K BTU | 3.5 | PA5SAN54200W | 1144 | CVAMA4221XMA | 338 | 1482 | 360 | 174.99 | 190 | 2206.99 | 1193.01 | 3400
Texas - West | Robert Madden | Payne | Primary | 14.3 SEER2 AC / 80% Furnace 70K BTU | 4 | PA5SAN54800W | 1191 | CAAMP4821AMA | 429 | 1620 | 360 | 188.1 | 190 | 2358.1 | 1191.9 | 3550
Texas - West | Robert Madden | Payne | Primary | 14.3 SEER2 AC / 80% Furnace 90K BTU | 5 | PA5SAN56000W | 1374 | CAAMP6121AMA | 394 | 1768 | 360 | 202.16 | 190 | 2520.16 | 1179.84 | 3700
Virginia | Baker | Grandaire | Primary | 14.3 SEER2 AC / 80% Furnace 45K BTU | 1.5 | W5A5S18AKAWA | 815 | W5AM24M14XA | 331 | 1146 | 360 | 143.07 | 190 | 1839.07 | 1085.93 | 2925
Virginia | Baker | Grandaire | Primary | 14.3 SEER2 AC / 80% Furnace 70K BTU | 1.5 | W5A5S18AKAWA | 815 | W5AM24M17XA | 333 | 1148 | 360 | 143.26 | 190 | 1841.26 | 1083.74 | 2925
Virginia | Baker | Grandaire | Primary | 14.3 SEER2 AC / 80% Furnace 70K BTU | 1.5 | W5A5S18AKAWA | 815 | W5VM24M17XA | 243 | 1058 | 360 | 134.71 | 190 | 1742.71 | 1182.29 | 2925
Virginia | Baker | Grandaire | Primary | 14.3 SEER2 AC / 80% Furnace 45K BTU | 2 | W5A5S24AKAWA | 815 | W5AM24M14XA | 331 | 1146 | 360 | 143.07 | 190 | 1839.07 | 1085.93 | 2925
Virginia | Baker | Grandaire | Primary | 14.3 SEER2 AC / 80% Furnace 70K BTU | 2 | W5A5S24AKAWA | 815 | W5AM24M17XA | 333 | 1148 | 360 | 143.26 | 190 | 1841.26 | 1083.74 | 2925
Virginia | Baker | Grandaire | Primary | 14.3 SEER2 AC / 80% Furnace 70K BTU | 2 | W5A5S24AKAWA | 815 | W5VM24M17XA | 243 | 1058 | 360 | 134.71 | 190 | 1742.71 | 1182.29 | 2925
Virginia | Baker | Grandaire | Primary | 14.3 SEER2 AC / 80% Furnace 70K BTU | 2.5 | W5A5S30AKAWA | 834 | W5AM30M17XA | 344 | 1178 | 360 | 146.11 | 190 | 1874.11 | 1100.89 | 2975
Virginia | Baker | Grandaire | Primary | 14.3 SEER2 AC / 80% Furnace 70K BTU | 2.5 | W5A5S30AKAWA | 834 | W5VM30M17XA | 253 | 1087 | 360 | 137.465 | 190 | 1774.465 | 1200.535 | 2975
Virginia | Baker | Grandaire | Primary | 14.3 SEER2 AC / 80% Furnace 70K BTU | 3 | W5A5S36AKAWA | 910 | W5VM36M17XA | 294 | 1204 | 360 | 148.58 | 190 | 1902.58 | 1197.42 | 3100
Virginia | Baker | Grandaire | Primary | 14.3 SEER2 AC / 80% Furnace 90K BTU | 3 | W5A5S36AKAWA | 910 | W5VM36M17XA | 294 | 1204 | 360 | 148.58 | 190 | 1902.58 | 1197.42 | 3100
Virginia | Baker | Grandaire | Primary | 14.3 SEER2 AC / 80% Furnace 90K BTU | 3.5 | W5A5S42AKAWA | 1144 | W5AM42M21XA | 382 | 1526 | 360 | 179.17 | 190 | 2255.17 | 1144.83 | 3400
Virginia | Baker | Grandaire | Primary | 14.3 SEER2 AC / 80% Furnace 90K BTU | 3.5 | W5A5S42AKAWA | 1144 | W5VM44M21XA | 471 | 1615 | 360 | 187.625 | 190 | 2352.625 | 1047.375 | 3400
Virginia | Baker | Grandaire | Primary | 14.3 SEER2 AC / 80% Furnace 90K BTU | 4 | W5A5S48AKAWA | 1191 | W5AM48M21XA | 429 | 1620 | 360 | 188.1 | 190 | 2358.1 | 1191.9 | 3550
Virginia | Baker | Grandaire | Primary | 14.3 SEER2 AC / 80% Furnace 90K BTU | 4 | W5A5S48AKAWA | 1191 | W5VM48M21XA | 476 | 1667 | 360 | 192.565 | 190 | 2409.565 | 1140.435 | 3550
Virginia | Baker | Grandaire | Primary | 14.3 SEER2 AC / 80% Furnace 90K BTU | 5 | W5A5S60AKAWA | 1374 | W5AM61M21XA | 394 | 1768 | 360 | 202.16 | 190 | 2520.16 | 1179.84 | 3700
Virginia | Baker | Grandaire | Primary | 14.3 SEER2 AC / 80% Furnace 135K BTU | 5 | W5A5S60AKAWA | 1374 | W5AM60M24XA | 491 | 1865 | 360 | 211.375 | 190 | 2626.375 | 1073.625 | 3700
Virginia | Baker | Grandaire | Primary | 14.3 SEER2 AC / 80% Furnace 90K BTU | 5 | W5A5S60AKAWA | 1374 | W5VM60M21XA | 516 | 1890 | 360 | 213.75 | 190 | 2653.75 | 1046.25 | 3700
Washington | Ferguson / Airefco | Day & Night | Primary | 13.4+ SEER2 AC / 80% Furnace 70K BTU | 1.5 | R5A4S18AKANA | 823 | EAM5X24M14A | 331 | 1154 | 360 | 143.83 | 190 | 1847.83 | 1077.17 | 2925
Washington | Ferguson / Airefco | Day & Night | Primary | 13.4+ SEER2 AC / 80% Furnace 70K BTU | 1.5 | R5A4S18AKANA | 823 | EAM5X19M17A | 386 | 1209 | 360 | 149.055 | 190 | 1908.055 | 1016.945 | 2925
Washington | Ferguson / Airefco | Day & Night | Primary | 13.4+ SEER2 AC / 80% Furnace 70K BTU | 2 | R5A4S24AKANA | 836 | EAM5X24M14A | 331 | 1167 | 360 | 145.065 | 190 | 1862.065 | 1062.935 | 2925
Washington | Ferguson / Airefco | Day & Night | Primary | 13.4+ SEER2 AC / 80% Furnace 70K BTU | 2 | R5A4S24AKANA | 836 | EVM5X24M17A | 243 | 1079 | 360 | 136.705 | 190 | 1765.705 | 1159.295 | 2925
Washington | Ferguson / Airefco | Day & Night | Primary | 13.4+ SEER2 AC / 80% Furnace 70K BTU | 2.5 | R5A4S30AKANA | 872 | EVM5X30M17A | 253 | 1125 | 360 | 141.075 | 190 | 1816.075 | 1158.925 | 2975
Washington | Ferguson / Airefco | Day & Night | Primary | 13.4+ SEER2 AC / 80% Furnace 70K BTU | 2.5 | R5A4S30AKANA | 872 | EAM5X30M14A | 347 | 1219 | 360 | 150.005 | 190 | 1919.005 | 1055.995 | 2975
Washington | Ferguson / Airefco | Day & Night | Primary | 13.4+ SEER2 AC / 80% Furnace 70K BTU | 3 | R5A4S36AKANA | 977 | EVM5X36M17A | 294 | 1271 | 360 | 154.945 | 190 | 1975.945 | 1124.055 | 3100
Washington | Ferguson / Airefco | Day & Night | Primary | 13.4+ SEER2 AC / 80% Furnace 70K BTU | 3 | R5A4S36AKANA | 977 | EAM5X36M17A | 374 | 1351 | 360 | 162.545 | 190 | 2063.545 | 1036.455 | 3100
Washington | Ferguson / Airefco | Day & Night | Primary | 13.4+ SEER2 AC / 80% Furnace 70K BTU | 3.5 | R5A4S42AKANA | 1102 | EVM5X42M21A | 338 | 1440 | 360 | 171 | 190 | 2161 | 1239 | 3400
Washington | Ferguson / Airefco | Day & Night | Primary | 13.4+ SEER2 AC / 80% Furnace 70K BTU | 3.5 | R5A4S42AKANA | 1102 | EAM5X42M21A | 382 | 1484 | 360 | 175.18 | 190 | 2209.18 | 1190.82 | 3400
Washington | Ferguson / Airefco | Day & Night | Primary | 13.4+ SEER2 AC / 80% Furnace 70K BTU | 4 | R5A4S48AKANA | 1305 | EAM5X48M21A | 429 | 1734 | 360 | 198.93 | 190 | 2482.93 | 1067.07 | 3550
Washington | Ferguson / Airefco | Day & Night | Primary | 13.4+ SEER2 AC / 80% Furnace 70K BTU | 4 | R5A4S48AKANA | 1305 | EVM5X48M21A | 476 | 1781 | 360 | 203.395 | 190 | 2534.395 | 1015.605 | 3550
Washington | Ferguson / Airefco | Day & Night | Primary | 13.4+ SEER2 AC / 80% Furnace 90K BTU | 5 | R5A4S60AKANA | 1433 | EAM5X61M21A | 394 | 1827 | 360 | 207.765 | 190 | 2584.765 | 1115.235 | 3700
Washington | Ferguson / Airefco | Day & Night | Primary | 13.4+ SEER2 AC / 80% Furnace 90K BTU | 5 | R5A4S60AKANA | 1433 | EAM5X60M24A | 491 | 1924 | 360 | 216.98 | 190 | 2690.98 | 1009.02 | 3700

## Furnace & Coil
HVAC Matchup Breakdown
| Labor Includes the Following: | [7 empty] | Items not Included with Full Installations: | [5 empty] | Price
| Scheduling City or County Inspections (Permit Costs Not Included) | [7 empty] | Permit Fees | [5 empty] | Priced Per Job
| All Required Workers Comp & Liability Insurance | [7 empty] | Ductwork Replacement and Modifications | [5 empty] | Reference Duct-Plenum SOW
| Direct Labor Costs to Complete the Installation | [7 empty] | Crane Rental for Roof Mounted Package Units | [5 empty] | Priced Per Job
| Indirect Labor & Overhead Costs such as AP, AR & Job Management | [7 empty] | Low NOx Emission Regulation Fee <-- For California Furnace Partial and Full Installs | [5 empty] | 150
| Average Tax Rate |  | 0.095 | [5 empty] | HERS & CHEERS Rating Fee <-- For California Install (Price ranges from $150.00 - $300.00) | [5 empty] | Priced Per Job
[9 empty] | Roof Brackets/Curbs for roof Mounted Package Units | [5 empty] | Priced Per Job
[9 empty] | Gable Mount Engineering for Package Units Required by Code <--Central & South Florida | [5 empty] | 750
[9 empty] | Complete Drawing and Mechanical Design Submittals for Permitting | [5 empty] | 350
[9 empty] | Removal and Reinstallation of Attic Access Panels or Staircases | [5 empty] | (Repairs Completed by the GC)
$400 Material Pricing includes the following (as needed)
Region | Distributor | Brand | Guide | Matchup | Tonnage | Furnace | Price | Coil | Price | Total Equipment | Avg Material Price | Avg Sales Tax | Warranty | Sub Total | Labor | SOW Price | Furnace & Evaporator Coil Material
Alabama | Mingledorffs | Weathermaker | Primary | 14.3 SEER2 AC / 80% Furnace 45K BTU | 1.5 | PG80MSAA42045B | 533 | CVAMA2417XMA | 243 | 776 | 400 | 111.72 | 232 | 1519.72 | 1180.28 | 2700 | Digital 1/1 Thermostat
Alabama | Mingledorffs | Weathermaker | Primary | 14.3 SEER2 AC / 80% Furnace 45K BTU | 1.5 | PG80MSAA36045A | 527 | CAAMP2414AMA | 331 | 858 | 400 | 119.51 | 232 | 1609.51 | 1090.49 | 2700 | Supply Plenum
Alabama | Mingledorffs | Weathermaker | Primary | 14.3 SEER2 AC / 80% Furnace 45K BTU | 2 | PG80MSAA36045A | 527 | CAAMP2414AMA | 331 | 858 | 400 | 119.51 | 232 | 1609.51 | 1090.49 | 2700 | Return Plenum (Includes Filter Rack & Filter if Needed)
Alabama | Mingledorffs | Weathermaker | Primary | 14.3 SEER2 AC / 80% Furnace 70K BTU | 2 | PG80MSAA36070A | 533 | CVAMA2414XMA | 241 | 774 | 400 | 111.53 | 232 | 1517.53 | 1182.47 | 2700 | Ductwork Transition Material & Flue Pipe Connectors
Alabama | Mingledorffs | Weathermaker | Primary | 14.3 SEER2 AC / 80% Furnace 70K BTU | 2 | PG80MSAA36070B | 542 | CVAMA2417XMA | 243 | 785 | 400 | 112.575 | 232 | 1529.575 | 1170.425 | 2700 | 30x60 Emergency Drain Pan
Alabama | Mingledorffs | Weathermaker | Primary | 14.3 SEER2 AC / 80% Furnace 70K BTU | 2.5 | PG80MSAA36070A | 533 | CAAMP3014AMA | 347 | 880 | 400 | 121.6 | 232 | 1633.6 | 1091.4 | 2725 | 1 Safety Switch for Emergency Pan
Alabama | Mingledorffs | Weathermaker | Primary | 14.3 SEER2 AC / 80% Furnace 70K BTU | 2.5 | PG80MSAA36070B | 542 | CVAMA3017XMA | 253 | 795 | 400 | 113.525 | 232 | 1540.525 | 1184.475 | 2725 | PVC Drain Material
Alabama | Mingledorffs | Weathermaker | Primary | 14.3 SEER2 AC / 80% Furnace 70K BTU | 3 | PG80MSAA36070B | 542 | CAAMP3617AMA | 374 | 916 | 400 | 125.02 | 232 | 1673.02 | 1126.98 | 2800 | Condensation Pump & Clear Tubing
Alabama | Mingledorffs | Weathermaker | Primary | 14.3 SEER2 AC / 80% Furnace 90K BTU | 3 | PG80MSAA42090B | 539 | CVAMA3617XMA | 294 | 833 | 400 | 117.135 | 232 | 1582.135 | 1217.865 | 2800 | Flexible Gas Connector
Alabama | Mingledorffs | Weathermaker | Primary | 14.3 SEER2 AC / 80% Furnace 70K BTU | 3.5 | PG80MSAA48070C | 559 | CAAMP4221AMA | 382 | 941 | 400 | 127.395 | 232 | 1700.395 | 1124.605 | 2825 | Refrigerant Piping (~5ft)
Alabama | Mingledorffs | Weathermaker | Primary | 14.3 SEER2 AC / 80% Furnace 90K BTU | 3.5 | PG80MSAA48090C | 544 | CVAMA4221XMA | 338 | 882 | 400 | 121.79 | 232 | 1635.79 | 1189.21 | 2825 | Pipe Fittings
Alabama | Mingledorffs | Weathermaker | Primary | 14.3 SEER2 AC / 80% Furnace 70K BTU | 4 | PG80MSAA48070C | 559 | CAAMP4821AMA | 429 | 988 | 400 | 131.86 | 232 | 1751.86 | 1198.14 | 2950 | TXV
Alabama | Mingledorffs | Weathermaker | Primary | 14.3 SEER2 AC / 80% Furnace 90K BTU | 4 | PG80MSAA48090C | 544 | CVAMA4821XMA | 476 | 1020 | 400 | 134.9 | 232 | 1786.9 | 1163.1 | 2950 | Duct Sealants, Tapes, & Accessories
Alabama | Mingledorffs | Weathermaker | Primary | 14.3 SEER2 AC / 80% Furnace 90K BTU | 5 | PG80MSAA60090C | 552 | CAAMP6121AMA | 394 | 946 | 400 | 127.87 | 232 | 1705.87 | 1194.13 | 2900 | Screws & Wire Nuts
Alabama | Mingledorffs | Weathermaker | Primary | 14.3 SEER2 AC / 80% Furnace 110K BTU | 5 | PG80MSAA60110D | 569 | CVAMA6024XMA | 516 | 1085 | 400 | 141.075 | 232 | 1858.075 | 1041.925 | 2900 | Freon (Up-to 2lbs)
Arizona | Sigler | Payne | Primary | 14.3 SEER2 AC / 80% Furnace 45K BTU | 1.5 | PG80MSAA42045B | 533 | CVAMA2417XMA | 243 | 776 | 400 | 111.72 | 232 | 1519.72 | 1180.28 | 2700 | Misc Installation Supplies
Arizona | Sigler | Payne | Primary | 14.3 SEER2 AC / 80% Furnace 70K BTU | 2 | PG80MSAA36070A | 533 | CVAMA2414XMA | 241 | 774 | 400 | 111.53 | 232 | 1517.53 | 1182.47 | 2700
Arizona | Sigler | Payne | Primary | 14.3 SEER2 AC / 80% Furnace 70K BTU | 2.5 | PG80MSAA36070A | 533 | CAAMP3014AMA | 347 | 880 | 400 | 121.6 | 232 | 1633.6 | 1091.4 | 2725
Arizona | Sigler | Payne | Primary | 14.3 SEER2 AC / 80% Furnace 90K BTU | 3 | PG80MSAA42090B | 539 | CVAMA3617XMA | 294 | 833 | 400 | 117.135 | 232 | 1582.135 | 1217.865 | 2800
Arizona | Sigler | Payne | Primary | 14.3 SEER2 AC / 80% Furnace 90K BTU | 3.5 | PG80MSAA48090C | 544 | CVAMA4221XMA | 338 | 882 | 400 | 121.79 | 232 | 1635.79 | 1189.21 | 2825
Arizona | Sigler | Payne | Primary | 14.3 SEER2 AC / 80% Furnace 70K BTU | 4 | PG80MSAA48070C | 559 | CAAMP4821AMA | 429 | 988 | 400 | 131.86 | 232 | 1751.86 | 1198.14 | 2950
Arizona | Sigler | Payne | Primary | 14.3 SEER2 AC / 80% Furnace 90K BTU | 5 | PG80MSAA60090C | 552 | CAAMP6121AMA | 394 | 946 | 400 | 127.87 | 232 | 1705.87 | 1194.13 | 2900
Colorado | Lohmiller | Payne | Primary | 13.4+ SEER2 AC / 80% Furnace 45K BTU | 1.5 | PG80MSAA42045B | 533 | CVAMA2417XMA | 243 | 776 | 400 | 111.72 | 232 | 1519.72 | 1180.28 | 2700
Colorado | Lohmiller | Payne | Primary | 13.4+ SEER2 AC / 80% Furnace 70K BTU | 2 | PG80MSAA36070A | 533 | CVAMA2414XMA | 241 | 774 | 400 | 111.53 | 232 | 1517.53 | 1182.47 | 2700
Colorado | Lohmiller | Payne | Primary | 13.4+ SEER2 AC / 80% Furnace 70K BTU | 2.5 | PG80MSAA36070A | 533 | CAAMP3014AMA | 347 | 880 | 400 | 121.6 | 232 | 1633.6 | 1091.4 | 2725
Colorado | Lohmiller | Payne | Primary | 13.4+ SEER2 AC / 80% Furnace 70K BTU | 2.5 | PG80MSAA36070B | 542 | CVAMA3017XMA | 253 | 795 | 400 | 113.525 | 232 | 1540.525 | 1184.475 | 2725
Colorado | Lohmiller | Payne | Primary | 13.4+ SEER2 AC / 80% Furnace 70K BTU | 3 | PG80MSAA36070B | 542 | CAAMP3617AMA | 374 | 916 | 400 | 125.02 | 232 | 1673.02 | 1126.98 | 2800
Colorado | Lohmiller | Payne | Primary | 13.4+ SEER2 AC / 80% Furnace 90K BTU | 3 | PG80MSAA42090B | 539 | CVAMA3617XMA | 294 | 833 | 400 | 117.135 | 232 | 1582.135 | 1217.865 | 2800
Colorado | Lohmiller | Payne | Primary | 13.4+ SEER2 AC / 80% Furnace 70K BTU | 3.5 | PG80MSAA48070C | 559 | CAAMP4221AMA | 382 | 941 | 400 | 127.395 | 232 | 1700.395 | 1124.605 | 2825
Colorado | Lohmiller | Payne | Primary | 13.4+ SEER2 AC / 80% Furnace 70K BTU | 4 | PG80MSAA48070C | 559 | CAAMP4821AMA | 429 | 988 | 400 | 131.86 | 232 | 1751.86 | 1198.14 | 2950
Colorado | Lohmiller | Payne | Primary | 13.4+ SEER2 AC / 80% Furnace 90K BTU | 4 | PG80MSAA48090C | 544 | CVAMA4821XMA | 476 | 1020 | 400 | 134.9 | 232 | 1786.9 | 1163.1 | 2950
Colorado | Lohmiller | Payne | Primary | 13.4+ SEER2 AC / 80% Furnace 90K BTU | 5 | PG80MSAA60090C | 552 | CAAMP6121AMA | 394 | 946 | 400 | 127.87 | 232 | 1705.87 | 1194.13 | 2900
Florida | Baker | Grandaire | Primary | 14.3 SEER2 AC / 80% Furnace 45K BTU | 1.5 | WFER045A036C | 527 | W5AM24M14XA | 331 | 858 | 400 | 119.51 | 232 | 1609.51 | 1090.49 | 2700
Florida | Baker | Grandaire | Primary | 14.3 SEER2 AC / 80% Furnace 70K BTU | 1.5 | WFER070B036C | 553 | W5AM24M17XA | 333 | 886 | 400 | 122.17 | 232 | 1640.17 | 1059.83 | 2700
Florida | Baker | Grandaire | Primary | 14.3 SEER2 AC / 80% Furnace 70K BTU | 1.5 | WFER070B036C | 553 | W5VM24M17XA | 243 | 796 | 400 | 113.62 | 232 | 1541.62 | 1158.38 | 2700
Florida | Baker | Grandaire | Primary | 14.3 SEER2 AC / 80% Furnace 45K BTU | 2 | WFER045A036C | 527 | W5AM24M14XA | 331 | 858 | 400 | 119.51 | 232 | 1609.51 | 1090.49 | 2700
Florida | Baker | Grandaire | Primary | 14.3 SEER2 AC / 80% Furnace 70K BTU | 2 | WFER070B036C | 553 | W5AM24M17XA | 333 | 886 | 400 | 122.17 | 232 | 1640.17 | 1059.83 | 2700
Florida | Baker | Grandaire | Primary | 14.3 SEER2 AC / 80% Furnace 70K BTU | 2 | WFER070B036C | 553 | W5VM24M17XA | 243 | 796 | 400 | 113.62 | 232 | 1541.62 | 1158.38 | 2700
Florida | Baker | Grandaire | Primary | 14.3 SEER2 AC / 80% Furnace 70K BTU | 2.5 | WFER070B036C | 553 | W5AM30M17XA | 344 | 897 | 400 | 123.215 | 232 | 1652.215 | 1072.785 | 2725
Florida | Baker | Grandaire | Primary | 14.3 SEER2 AC / 80% Furnace 70K BTU | 2.5 | WFER070B036C | 553 | W5VM30M17XA | 253 | 806 | 400 | 114.57 | 232 | 1552.57 | 1172.43 | 2725
Florida | Baker | Grandaire | Primary | 14.3 SEER2 AC / 80% Furnace 70K BTU | 3 | WFER070B036C | 553 | W5VM36M17XA | 294 | 847 | 400 | 118.465 | 232 | 1597.465 | 1202.535 | 2800
Florida | Baker | Grandaire | Primary | 14.3 SEER2 AC / 80% Furnace 90K BTU | 3 | WFER090B042C | 544 | W5VM36M17XA | 294 | 838 | 400 | 117.61 | 232 | 1587.61 | 1212.39 | 2800
Florida | Baker | Grandaire | Primary | 14.3 SEER2 AC / 80% Furnace 90K BTU | 3.5 | WFER090C048C | 552 | W5AM42M21XA | 382 | 934 | 400 | 126.73 | 232 | 1692.73 | 1132.27 | 2825
Florida | Baker | Grandaire | Primary | 14.3 SEER2 AC / 80% Furnace 90K BTU | 3.5 | WFER090C048C | 552 | W5VM44M21XA | 471 | 1023 | 400 | 135.185 | 232 | 1790.185 | 1034.815 | 2825
Florida | Baker | Grandaire | Primary | 14.3 SEER2 AC / 80% Furnace 90K BTU | 4 | WFER090C048C | 552 | W5AM48M21XA | 429 | 981 | 400 | 131.195 | 232 | 1744.195 | 1205.805 | 2950
Florida | Baker | Grandaire | Primary | 14.3 SEER2 AC / 80% Furnace 90K BTU | 4 | WFER090C048C | 552 | W5VM48M21XA | 476 | 1028 | 400 | 135.66 | 232 | 1795.66 | 1154.34 | 2950
Florida | Baker | Grandaire | Primary | 14.3 SEER2 AC / 80% Furnace 90K BTU | 5 | WFER090C048C | 552 | W5AM61M21XA | 394 | 946 | 400 | 127.87 | 232 | 1705.87 | 1194.13 | 2900
Florida | Baker | Grandaire | Primary | 14.3 SEER2 AC / 80% Furnace 135K BTU | 5 | WFER135D060C | 575 | W5AM60M24XA | 491 | 1066 | 400 | 139.27 | 232 | 1837.27 | 1062.73 | 2900
Florida | Baker | Grandaire | Primary | 14.3 SEER2 AC / 80% Furnace 90K BTU | 5 | WFER090C048C | 552 | W5VM60M21XA | 516 | 1068 | 400 | 139.46 | 232 | 1839.46 | 1060.54 | 2900
Georgia | Mingledorffs | Weathermaker | Primary | 14.3 SEER2 AC / 80% Furnace 45K BTU | 1.5 | PG80MSAA42045B | 533 | CVAMA2417XMA | 243 | 776 | 400 | 111.72 | 232 | 1519.72 | 1180.28 | 2700
Georgia | Mingledorffs | Weathermaker | Primary | 14.3 SEER2 AC / 80% Furnace 45K BTU | 1.5 | PG80MSAA36045A | 527 | CAAMP2414AMA | 331 | 858 | 400 | 119.51 | 232 | 1609.51 | 1090.49 | 2700
Georgia | Mingledorffs | Weathermaker | Primary | 14.3 SEER2 AC / 80% Furnace 45K BTU | 2 | PG80MSAA36045A | 527 | CAAMP2414AMA | 331 | 858 | 400 | 119.51 | 232 | 1609.51 | 1090.49 | 2700
Georgia | Mingledorffs | Weathermaker | Primary | 14.3 SEER2 AC / 80% Furnace 70K BTU | 2 | PG80MSAA36070A | 533 | CVAMA2414XMA | 241 | 774 | 400 | 111.53 | 232 | 1517.53 | 1182.47 | 2700
Georgia | Mingledorffs | Weathermaker | Primary | 14.3 SEER2 AC / 80% Furnace 70K BTU | 2 | PG80MSAA36070B | 542 | CVAMA2417XMA | 243 | 785 | 400 | 112.575 | 232 | 1529.575 | 1170.425 | 2700
Georgia | Mingledorffs | Weathermaker | Primary | 14.3 SEER2 AC / 80% Furnace 70K BTU | 2.5 | PG80MSAA36070A | 533 | CAAMP3014AMA | 347 | 880 | 400 | 121.6 | 232 | 1633.6 | 1091.4 | 2725
Georgia | Mingledorffs | Weathermaker | Primary | 14.3 SEER2 AC / 80% Furnace 70K BTU | 2.5 | PG80MSAA36070B | 542 | CVAMA3017XMA | 253 | 795 | 400 | 113.525 | 232 | 1540.525 | 1184.475 | 2725
Georgia | Mingledorffs | Weathermaker | Primary | 14.3 SEER2 AC / 80% Furnace 70K BTU | 3 | PG80MSAA36070B | 542 | CAAMP3617AMA | 374 | 916 | 400 | 125.02 | 232 | 1673.02 | 1126.98 | 2800
Georgia | Mingledorffs | Weathermaker | Primary | 14.3 SEER2 AC / 80% Furnace 90K BTU | 3 | PG80MSAA42090B | 539 | CVAMA3617XMA | 294 | 833 | 400 | 117.135 | 232 | 1582.135 | 1217.865 | 2800
Georgia | Mingledorffs | Weathermaker | Primary | 14.3 SEER2 AC / 80% Furnace 70K BTU | 3.5 | PG80MSAA48070C | 559 | CAAMP4221AMA | 382 | 941 | 400 | 127.395 | 232 | 1700.395 | 1124.605 | 2825
Georgia | Mingledorffs | Weathermaker | Primary | 14.3 SEER2 AC / 80% Furnace 90K BTU | 3.5 | PG80MSAA48090C | 544 | CVAMA4221XMA | 338 | 882 | 400 | 121.79 | 232 | 1635.79 | 1189.21 | 2825
Georgia | Mingledorffs | Weathermaker | Primary | 14.3 SEER2 AC / 80% Furnace 70K BTU | 4 | PG80MSAA48070C | 559 | CAAMP4821AMA | 429 | 988 | 400 | 131.86 | 232 | 1751.86 | 1198.14 | 2950
Georgia | Mingledorffs | Weathermaker | Primary | 14.3 SEER2 AC / 80% Furnace 90K BTU | 4 | PG80MSAA48090C | 544 | CVAMA4821XMA | 476 | 1020 | 400 | 134.9 | 232 | 1786.9 | 1163.1 | 2950
Georgia | Mingledorffs | Weathermaker | Primary | 14.3 SEER2 AC / 80% Furnace 90K BTU | 5 | PG80MSAA60090C | 552 | CAAMP6121AMA | 394 | 946 | 400 | 127.87 | 232 | 1705.87 | 1194.13 | 2900
Georgia | Mingledorffs | Weathermaker | Primary | 14.3 SEER2 AC / 80% Furnace 110K BTU | 5 | PG80MSAA60110D | 569 | CVAMA6024XMA | 516 | 1085 | 400 | 141.075 | 232 | 1858.075 | 1041.925 | 2900
Illinois | TEC | Weathermaker | Primary | 14.3 SEER2 AC / 80% Furnace 45K BTU | 1.5 | PG80MSAA42045B | 533 | CVAMA2417XMA | 243 | 776 | 400 | 111.72 | 232 | 1519.72 | 1180.28 | 2700
Illinois | TEC | Weathermaker | Primary | 14.3 SEER2 AC / 80% Furnace 70K BTU | 1.5 | PG80MSAA36045A | 527 | CAAMP2414AMA | 331 | 858 | 400 | 119.51 | 232 | 1609.51 | 1090.49 | 2700
Illinois | TEC | Weathermaker | Primary | 14.3 SEER2 AC / 80% Furnace 45K BTU | 2 | PG80MSAA36045A | 527 | CAAMP2414AMA | 331 | 858 | 400 | 119.51 | 232 | 1609.51 | 1090.49 | 2700
Illinois | TEC | Weathermaker | Primary | 14.3 SEER2 AC / 80% Furnace 70K BTU | 2 | PG80MSAA36070A | 533 | CVAMA2414XMA | 241 | 774 | 400 | 111.53 | 232 | 1517.53 | 1182.47 | 2700
Illinois | TEC | Weathermaker | Primary | 14.3 SEER2 AC / 80% Furnace 70K BTU | 2 | PG80MSAA36070B | 542 | CVAMA2417XMA | 243 | 785 | 400 | 112.575 | 232 | 1529.575 | 1170.425 | 2700
Illinois | TEC | Weathermaker | Primary | 14.3 SEER2 AC / 80% Furnace 70K BTU | 2.5 | PG80MSAA36070A | 533 | CAAMP3014AMA | 347 | 880 | 400 | 121.6 | 232 | 1633.6 | 1091.4 | 2725
Illinois | TEC | Weathermaker | Primary | 14.3 SEER2 AC / 80% Furnace 70K BTU | 2.5 | PG80MSAA36070B | 542 | CVAMA3017XMA | 253 | 795 | 400 | 113.525 | 232 | 1540.525 | 1184.475 | 2725
Illinois | TEC | Weathermaker | Primary | 14.3 SEER2 AC / 80% Furnace 70K BTU | 3 | PG80MSAA36070B | 542 | CAAMP3617AMA | 374 | 916 | 400 | 125.02 | 232 | 1673.02 | 1126.98 | 2800
Illinois | TEC | Weathermaker | Primary | 14.3 SEER2 AC / 80% Furnace 90K BTU | 3 | PG80MSAA42090B | 539 | CVAMA3617XMA | 294 | 833 | 400 | 117.135 | 232 | 1582.135 | 1217.865 | 2800
Illinois | TEC | Weathermaker | Primary | 14.3 SEER2 AC / 80% Furnace 70K BTU | 3.5 | PG80MSAA48070C | 559 | CAAMP4221AMA | 382 | 941 | 400 | 127.395 | 232 | 1700.395 | 1124.605 | 2825
Illinois | TEC | Weathermaker | Primary | 14.3 SEER2 AC / 80% Furnace 90K BTU | 3.5 | PG80MSAA48090C | 544 | CVAMA4221XMA | 338 | 882 | 400 | 121.79 | 232 | 1635.79 | 1189.21 | 2825
Illinois | TEC | Weathermaker | Primary | 14.3 SEER2 AC / 80% Furnace 70K BTU | 4 | PG80MSAA48070C | 559 | CAAMP4821AMA | 429 | 988 | 400 | 131.86 | 232 | 1751.86 | 1198.14 | 2950
Illinois | TEC | Weathermaker | Primary | 14.3 SEER2 AC / 80% Furnace 90K BTU | 4 | PG80MSAA48090C | 544 | CVAMA4821XMA | 476 | 1020 | 400 | 134.9 | 232 | 1786.9 | 1163.1 | 2950
Illinois | TEC | Weathermaker | Primary | 14.3 SEER2 AC / 80% Furnace 90K BTU | 5 | PG80MSAA60090C | 552 | CAAMP6121AMA | 394 | 946 | 400 | 127.87 | 232 | 1705.87 | 1194.13 | 2900
Illinois | TEC | Weathermaker | Primary | 14.3 SEER2 AC / 80% Furnace 110K BTU | 5 | PG80MSAA60110D | 569 | CVAMA6024XMA | 516 | 1085 | 400 | 141.075 | 232 | 1858.075 | 1041.925 | 2900
Indiana | Habegger | Day & Night (ICP) | Primary | 13.4+ SEER2 AC / 80% Furnace 70K BTU | 1.5 | N80MSN0701412A | 533 | EAM5X24M14A | 331 | 864 | 400 | 120.08 | 232 | 1616.08 | 1083.92 | 2700
Indiana | Habegger | Day & Night (ICP) | Primary | 13.4+ SEER2 AC / 80% Furnace 70K BTU | 2 | N80MSN0701412A | 533 | EAM5X24M14A | 331 | 864 | 400 | 120.08 | 232 | 1616.08 | 1083.92 | 2700
Indiana | Habegger | Day & Night (ICP) | Primary | 13.4+ SEER2 AC / 80% Furnace 70K BTU | 2.5 | N80MSN0701412A | 533 | EVM5X30M17A | 253 | 786 | 400 | 112.67 | 232 | 1530.67 | 1194.33 | 2725
Indiana | Habegger | Day & Night (ICP) | Primary | 13.4+ SEER2 AC / 80% Furnace 70K BTU | 3 | N80MSN0701412A | 533 | EVM5X36M17A | 294 | 827 | 400 | 116.565 | 232 | 1575.565 | 1224.435 | 2800
Indiana | Habegger | Day & Night (ICP) | Primary | 13.4+ SEER2 AC / 80% Furnace 70K BTU | 3.5 | N80MSN0701716A | 553 | EVM5X42M21A | 338 | 891 | 400 | 122.645 | 232 | 1645.645 | 1179.355 | 2825
Indiana | Habegger | Day & Night (ICP) | Primary | 13.4+ SEER2 AC / 80% Furnace 70K BTU | 4 | N80MSN0701716A | 553 | EAM5X48M21A | 429 | 982 | 400 | 131.29 | 232 | 1745.29 | 1204.71 | 2950
Indiana | Habegger | Day & Night (ICP) | Primary | 13.4+ SEER2 AC / 80% Furnace 90K BTU | 5 | N80MSN0902120A | 552 | EAM5X61M21A | 394 | 946 | 400 | 127.87 | 232 | 1705.87 | 1194.13 | 2900
Kansas | Baker | Grandaire | Primary | 14.3 SEER2 AC / 80% Furnace 45K BTU | 1.5 | WFER045A036C | 527 | W5AM24M14XA | 331 | 858 | 400 | 119.51 | 232 | 1609.51 | 1090.49 | 2700
Kansas | Baker | Grandaire | Primary | 14.3 SEER2 AC / 80% Furnace 70K BTU | 1.5 | WFER070B036C | 553 | W5AM24M17XA | 333 | 886 | 400 | 122.17 | 232 | 1640.17 | 1059.83 | 2700
Kansas | Baker | Grandaire | Primary | 14.3 SEER2 AC / 80% Furnace 70K BTU | 1.5 | WFER070B036C | 553 | W5VM24M17XA | 243 | 796 | 400 | 113.62 | 232 | 1541.62 | 1158.38 | 2700
Kansas | Baker | Grandaire | Primary | 14.3 SEER2 AC / 80% Furnace 45K BTU | 2 | WFER045A036C | 527 | W5AM24M14XA | 331 | 858 | 400 | 119.51 | 232 | 1609.51 | 1090.49 | 2700
Kansas | Baker | Grandaire | Primary | 14.3 SEER2 AC / 80% Furnace 70K BTU | 2 | WFER070B036C | 553 | W5AM24M17XA | 333 | 886 | 400 | 122.17 | 232 | 1640.17 | 1059.83 | 2700
Kansas | Baker | Grandaire | Primary | 14.3 SEER2 AC / 80% Furnace 70K BTU | 2 | WFER070B036C | 553 | W5VM24M17XA | 243 | 796 | 400 | 113.62 | 232 | 1541.62 | 1158.38 | 2700
Kansas | Baker | Grandaire | Primary | 14.3 SEER2 AC / 80% Furnace 70K BTU | 2.5 | WFER070B036C | 553 | W5AM30M17XA | 344 | 897 | 400 | 123.215 | 232 | 1652.215 | 1072.785 | 2725
Kansas | Baker | Grandaire | Primary | 14.3 SEER2 AC / 80% Furnace 70K BTU | 2.5 | WFER070B036C | 553 | W5VM30M17XA | 253 | 806 | 400 | 114.57 | 232 | 1552.57 | 1172.43 | 2725
Kansas | Baker | Grandaire | Primary | 14.3 SEER2 AC / 80% Furnace 70K BTU | 3 | WFER070B036C | 553 | W5VM36M17XA | 294 | 847 | 400 | 118.465 | 232 | 1597.465 | 1202.535 | 2800
Kansas | Baker | Grandaire | Primary | 14.3 SEER2 AC / 80% Furnace 90K BTU | 3 | WFER090B042C | 544 | W5VM36M17XA | 294 | 838 | 400 | 117.61 | 232 | 1587.61 | 1212.39 | 2800
Kansas | Baker | Grandaire | Primary | 14.3 SEER2 AC / 80% Furnace 90K BTU | 3.5 | WFER090C048C | 552 | W5AM42M21XA | 382 | 934 | 400 | 126.73 | 232 | 1692.73 | 1132.27 | 2825
Kansas | Baker | Grandaire | Primary | 14.3 SEER2 AC / 80% Furnace 90K BTU | 3.5 | WFER090C048C | 552 | W5VM44M21XA | 471 | 1023 | 400 | 135.185 | 232 | 1790.185 | 1034.815 | 2825
Kansas | Baker | Grandaire | Primary | 14.3 SEER2 AC / 80% Furnace 90K BTU | 4 | WFER090C048C | 552 | W5AM48M21XA | 429 | 981 | 400 | 131.195 | 232 | 1744.195 | 1205.805 | 2950
Kansas | Baker | Grandaire | Primary | 14.3 SEER2 AC / 80% Furnace 90K BTU | 4 | WFER090C048C | 552 | W5VM48M21XA | 476 | 1028 | 400 | 135.66 | 232 | 1795.66 | 1154.34 | 2950
Kansas | Baker | Grandaire | Primary | 14.3 SEER2 AC / 80% Furnace 90K BTU | 5 | WFER090C048C | 552 | W5AM61M21XA | 394 | 946 | 400 | 127.87 | 232 | 1705.87 | 1194.13 | 2900
Kansas | Baker | Grandaire | Primary | 14.3 SEER2 AC / 80% Furnace 135K BTU | 5 | WFER135D060C | 575 | W5AM60M24XA | 491 | 1066 | 400 | 139.27 | 232 | 1837.27 | 1062.73 | 2900
Kansas | Baker | Grandaire | Primary | 14.3 SEER2 AC / 80% Furnace 90K BTU | 5 | WFER090C048C | 552 | W5VM60M21XA | 516 | 1068 | 400 | 139.46 | 232 | 1839.46 | 1060.54 | 2900
Minnesota | MN Air | Weathermaker | Primary | 14.3 SEER2 AC / 80% Furnace 45K BTU | 1.5 | PG80MSAA42045B | 533 | CVAMA2417XMA | 243 | 776 | 400 | 111.72 | 232 | 1519.72 | 1180.28 | 2700
Minnesota | MN Air | Weathermaker | Primary | 14.3 SEER2 AC / 80% Furnace 45K BTU | 1.5 | PG80MSAA36045A | 527 | CAAMP2414AMA | 331 | 858 | 400 | 119.51 | 232 | 1609.51 | 1090.49 | 2700
Minnesota | MN Air | Weathermaker | Primary | 14.3 SEER2 AC / 80% Furnace 45K BTU | 2 | PG80MSAA36045A | 527 | CAAMP2414AMA | 331 | 858 | 400 | 119.51 | 232 | 1609.51 | 1090.49 | 2700
Minnesota | MN Air | Weathermaker | Primary | 14.3 SEER2 AC / 80% Furnace 70K BTU | 2 | PG80MSAA36070A | 533 | CVAMA2414XMA | 241 | 774 | 400 | 111.53 | 232 | 1517.53 | 1182.47 | 2700
Minnesota | MN Air | Weathermaker | Primary | 14.3 SEER2 AC / 80% Furnace 70K BTU | 2 | PG80MSAA36070B | 542 | CVAMA2417XMA | 243 | 785 | 400 | 112.575 | 232 | 1529.575 | 1170.425 | 2700
Minnesota | MN Air | Weathermaker | Primary | 14.3 SEER2 AC / 80% Furnace 70K BTU | 2.5 | PG80MSAA36070A | 533 | CAAMP3014AMA | 347 | 880 | 400 | 121.6 | 232 | 1633.6 | 1091.4 | 2725
Minnesota | MN Air | Weathermaker | Primary | 14.3 SEER2 AC / 80% Furnace 70K BTU | 2.5 | PG80MSAA36070B | 542 | CVAMA3017XMA | 253 | 795 | 400 | 113.525 | 232 | 1540.525 | 1184.475 | 2725
Minnesota | MN Air | Weathermaker | Primary | 14.3 SEER2 AC / 80% Furnace 70K BTU | 3 | PG80MSAA36070B | 542 | CAAMP3617AMA | 374 | 916 | 400 | 125.02 | 232 | 1673.02 | 1126.98 | 2800
Minnesota | MN Air | Weathermaker | Primary | 14.3 SEER2 AC / 80% Furnace 90K BTU | 3 | PG80MSAA42090B | 539 | CVAMA3617XMA | 294 | 833 | 400 | 117.135 | 232 | 1582.135 | 1217.865 | 2800
Minnesota | MN Air | Weathermaker | Primary | 14.3 SEER2 AC / 80% Furnace 70K BTU | 3.5 | PG80MSAA48070C | 559 | CAAMP4221AMA | 382 | 941 | 400 | 127.395 | 232 | 1700.395 | 1124.605 | 2825
Minnesota | MN Air | Weathermaker | Primary | 14.3 SEER2 AC / 80% Furnace 90K BTU | 3.5 | PG80MSAA48090C | 544 | CVAMA4221XMA | 338 | 882 | 400 | 121.79 | 232 | 1635.79 | 1189.21 | 2825
Minnesota | MN Air | Weathermaker | Primary | 14.3 SEER2 AC / 80% Furnace 70K BTU | 4 | PG80MSAA48070C | 559 | CAAMP4821AMA | 429 | 988 | 400 | 131.86 | 232 | 1751.86 | 1198.14 | 2950
Minnesota | MN Air | Weathermaker | Primary | 14.3 SEER2 AC / 80% Furnace 90K BTU | 4 | PG80MSAA48090C | 544 | CVAMA4821XMA | 476 | 1020 | 400 | 134.9 | 232 | 1786.9 | 1163.1 | 2950
Minnesota | MN Air | Weathermaker | Primary | 14.3 SEER2 AC / 80% Furnace 90K BTU | 5 | PG80MSAA60090C | 552 | CAAMP6121AMA | 394 | 946 | 400 | 127.87 | 232 | 1705.87 | 1194.13 | 2900
Minnesota | MN Air | Weathermaker | Primary | 14.3 SEER2 AC / 80% Furnace 110K BTU | 5 | PG80MSAA60110D | 569 | CVAMA6024XMA | 516 | 1085 | 400 | 141.075 | 232 | 1858.075 | 1041.925 | 2900
Missouri - St. Louis | Koch Air | Payne | Primary | 13.4+ SEER2 AC / 80% Furnace 45K BTU | 1.5 | PG80MSAA42045B | 533 | CVAMA2417XMA | 243 | 776 | 400 | 111.72 | 232 | 1519.72 | 1180.28 | 2700
Missouri - St. Louis | Koch Air | Payne | Primary | 13.4+ SEER2 AC / 80% Furnace 45K BTU | 1.5 | PG80MSAA36045A | 527 | CAAMP2414AMA | 331 | 858 | 400 | 119.51 | 232 | 1609.51 | 1090.49 | 2700
Missouri - St. Louis | Koch Air | Payne | Primary | 13.4+ SEER2 AC / 80% Furnace 45K BTU | 2 | PG80MSAA36045A | 527 | CAAMP2414AMA | 331 | 858 | 400 | 119.51 | 232 | 1609.51 | 1090.49 | 2700
Missouri - St. Louis | Koch Air | Payne | Primary | 13.4+ SEER2 AC / 80% Furnace 70K BTU | 2 | PG80MSAA36070A | 533 | CVAMA2414XMA | 241 | 774 | 400 | 111.53 | 232 | 1517.53 | 1182.47 | 2700
Missouri - St. Louis | Koch Air | Payne | Primary | 13.4+ SEER2 AC / 80% Furnace 70K BTU | 2 | PG80MSAA36070B | 542 | CVAMA2417XMA | 243 | 785 | 400 | 112.575 | 232 | 1529.575 | 1170.425 | 2700
Missouri - St. Louis | Koch Air | Payne | Primary | 13.4+ SEER2 AC / 80% Furnace 70K BTU | 2.5 | PG80MSAA36070A | 533 | CAAMP3014AMA | 347 | 880 | 400 | 121.6 | 232 | 1633.6 | 1091.4 | 2725
Missouri - St. Louis | Koch Air | Payne | Primary | 13.4+ SEER2 AC / 80% Furnace 70K BTU | 2.5 | PG80MSAA36070B | 542 | CVAMA3017XMA | 253 | 795 | 400 | 113.525 | 232 | 1540.525 | 1184.475 | 2725
Missouri - St. Louis | Koch Air | Payne | Primary | 13.4+ SEER2 AC / 80% Furnace 70K BTU | 2.5 | PG80MSAA36070B | 542 | CVAMA3017XMA | 253 | 795 | 400 | 113.525 | 232 | 1540.525 | 1184.475 | 2725
Missouri - St. Louis | Koch Air | Payne | Primary | 13.4+ SEER2 AC / 80% Furnace 70K BTU | 3 | PG80MSAA36070B | 542 | CAAMP3617AMA | 374 | 916 | 400 | 125.02 | 232 | 1673.02 | 1126.98 | 2800
Missouri - St. Louis | Koch Air | Payne | Primary | 13.4+ SEER2 AC / 80% Furnace 70K BTU | 3.5 | PG80MSAA48070C | 559 | CAAMP4221AMA | 382 | 941 | 400 | 127.395 | 232 | 1700.395 | 1124.605 | 2825
Missouri - St. Louis | Koch Air | Payne | Primary | 13.4+ SEER2 AC / 80% Furnace 90K BTU | 3.5 | PG80MSAA48090C | 544 | CVAMA4221XMA | 338 | 882 | 400 | 121.79 | 232 | 1635.79 | 1189.21 | 2825
Missouri - St. Louis | Koch Air | Payne | Primary | 13.4+ SEER2 AC / 80% Furnace 70K BTU | 4 | PG80MSAA48070C | 559 | CAAMP4821AMA | 429 | 988 | 400 | 131.86 | 232 | 1751.86 | 1198.14 | 2950
Missouri - St. Louis | Koch Air | Payne | Primary | 13.4+ SEER2 AC / 80% Furnace 90K BTU | 4 | PG80MSAA48090C | 544 | CVAMA4821XMA | 476 | 1020 | 400 | 134.9 | 232 | 1786.9 | 1163.1 | 2950
Missouri - St. Louis | Koch Air | Payne | Primary | 13.4+ SEER2 AC / 80% Furnace 90K BTU | 5 | PG80MSAA60090C | 552 | CAAMP6121AMA | 394 | 946 | 400 | 127.87 | 232 | 1705.87 | 1194.13 | 2900
Missouri - St. Louis | Koch Air | Payne | Primary | 13.4+ SEER2 AC / 80% Furnace 110K BTU | 5 | PG80MSAA60110D | 569 | CVAMA6024XMA | 516 | 1085 | 400 | 141.075 | 232 | 1858.075 | 1041.925 | 2900
Montana - South | Ferguson / Airefco | Day & Night | Primary | 13.4+ SEER2 AC / 80% Furnace 70K BTU | 1.5 | N80MSN0701412A | 533 | EAM5X24M14A | 331 | 864 | 400 | 120.08 | 232 | 1616.08 | 1083.92 | 2700
Montana - South | Ferguson / Airefco | Day & Night | Primary | 13.4+ SEER2 AC / 80% Furnace 70K BTU | 1.5 | N80MSN0701412A | 533 | EAM5X19M17A | 386 | 919 | 400 | 125.305 | 232 | 1676.305 | 1023.695 | 2700
Montana - South | Ferguson / Airefco | Day & Night | Primary | 13.4+ SEER2 AC / 80% Furnace 70K BTU | 2 | N80MSN0701412A | 533 | EAM5X24M14A | 331 | 864 | 400 | 120.08 | 232 | 1616.08 | 1083.92 | 2700
Montana - South | Ferguson / Airefco | Day & Night | Primary | 13.4+ SEER2 AC / 80% Furnace 70K BTU | 2 | N80MSN0701712A | 542 | EVM5X24M17A | 243 | 785 | 400 | 112.575 | 232 | 1529.575 | 1170.425 | 2700
Montana - South | Ferguson / Airefco | Day & Night | Primary | 13.4+ SEER2 AC / 80% Furnace 70K BTU | 2.5 | N80MSN0701412A | 533 | EVM5X30M17A | 253 | 786 | 400 | 112.67 | 232 | 1530.67 | 1194.33 | 2725
Montana - South | Ferguson / Airefco | Day & Night | Primary | 13.4+ SEER2 AC / 80% Furnace 70K BTU | 2.5 | N80MSN0701412A | 533 | EAM5X30M14A | 347 | 880 | 400 | 121.6 | 232 | 1633.6 | 1091.4 | 2725
Montana - South | Ferguson / Airefco | Day & Night | Primary | 13.4+ SEER2 AC / 80% Furnace 70K BTU | 3 | N80MSN0701412A | 533 | EVM5X36M17A | 294 | 827 | 400 | 116.565 | 232 | 1575.565 | 1224.435 | 2800
Montana - South | Ferguson / Airefco | Day & Night | Primary | 13.4+ SEER2 AC / 80% Furnace 70K BTU | 3 | N80MSN0701412A | 533 | EAM5X36M17A | 374 | 907 | 400 | 124.165 | 232 | 1663.165 | 1136.835 | 2800
Montana - South | Ferguson / Airefco | Day & Night | Primary | 13.4+ SEER2 AC / 80% Furnace 70K BTU | 3.5 | N80MSN0701716A | 553 | EVM5X42M21A | 338 | 891 | 400 | 122.645 | 232 | 1645.645 | 1179.355 | 2825
Montana - South | Ferguson / Airefco | Day & Night | Primary | 13.4+ SEER2 AC / 80% Furnace 70K BTU | 3.5 | N80MSN0701716A | 553 | EAM5X42M21A | 382 | 935 | 400 | 126.825 | 232 | 1693.825 | 1131.175 | 2825
Montana - South | Ferguson / Airefco | Day & Night | Primary | 13.4+ SEER2 AC / 80% Furnace 70K BTU | 4 | N80MSN0701716A | 553 | EAM5X48M21A | 429 | 982 | 400 | 131.29 | 232 | 1745.29 | 1204.71 | 2950
Montana - South | Ferguson / Airefco | Day & Night | Primary | 13.4+ SEER2 AC / 80% Furnace 70K BTU | 4 | N80MSN0701716A | 553 | EVM5X48M21A | 476 | 1029 | 400 | 135.755 | 232 | 1796.755 | 1153.245 | 2950
Montana - South | Ferguson / Airefco | Day & Night | Primary | 13.4+ SEER2 AC / 80% Furnace 90K BTU | 5 | N80MSN0902120A | 552 | EAM5X61M21A | 394 | 946 | 400 | 127.87 | 232 | 1705.87 | 1194.13 | 2900
Montana - South | Ferguson / Airefco | Day & Night | Primary | 13.4+ SEER2 AC / 80% Furnace 90K BTU | 5 | N80MSN0902120A | 552 | EAM5X60M24A | 491 | 1043 | 400 | 137.085 | 232 | 1812.085 | 1087.915 | 2900
Nevada | Sigler | Payne | Primary | 14.3 SEER2 AC / 80% Furnace 45K BTU | 1.5 | PG80MSAA42045B | 533 | CVAMA2417XMA | 243 | 776 | 400 | 111.72 | 232 | 1519.72 | 1180.28 | 2700
Nevada | Sigler | Payne | Primary | 14.3 SEER2 AC / 80% Furnace 70K BTU | 2 | PG80MSAA36070A | 533 | CVAMA2414XMA | 241 | 774 | 400 | 111.53 | 232 | 1517.53 | 1182.47 | 2700
Nevada | Sigler | Payne | Primary | 14.3 SEER2 AC / 80% Furnace 70K BTU | 2.5 | PG80MSAA36070A | 533 | CAAMP3014AMA | 347 | 880 | 400 | 121.6 | 232 | 1633.6 | 1091.4 | 2725
Nevada | Sigler | Payne | Primary | 14.3 SEER2 AC / 80% Furnace 90K BTU | 3 | PG80MSAA42090B | 539 | CVAMA3617XMA | 294 | 833 | 400 | 117.135 | 232 | 1582.135 | 1217.865 | 2800
Nevada | Sigler | Payne | Primary | 14.3 SEER2 AC / 80% Furnace 90K BTU | 3.5 | PG80MSAA48090C | 544 | CVAMA4221XMA | 338 | 882 | 400 | 121.79 | 232 | 1635.79 | 1189.21 | 2825
Nevada | Sigler | Payne | Primary | 14.3 SEER2 AC / 80% Furnace 70K BTU | 4 | PG80MSAA48070C | 559 | CAAMP4821AMA | 429 | 988 | 400 | 131.86 | 232 | 1751.86 | 1198.14 | 2950
Nevada | Sigler | Payne | Primary | 14.3 SEER2 AC / 80% Furnace 90K BTU | 5 | PG80MSAA60090C | 552 | CAAMP6121AMA | 394 | 946 | 400 | 127.87 | 232 | 1705.87 | 1194.13 | 2900
North Carolina | Baker | Grandaire | Primary | 14.3 SEER2 AC / 80% Furnace 45K BTU | 1.5 | WFER045A036C | 527 | W5AM24M14XA | 331 | 858 | 400 | 119.51 | 232 | 1609.51 | 1090.49 | 2700
North Carolina | Baker | Grandaire | Primary | 14.3 SEER2 AC / 80% Furnace 70K BTU | 1.5 | WFER070B036C | 553 | W5AM24M17XA | 333 | 886 | 400 | 122.17 | 232 | 1640.17 | 1059.83 | 2700
North Carolina | Baker | Grandaire | Primary | 14.3 SEER2 AC / 80% Furnace 70K BTU | 1.5 | WFER070B036C | 553 | W5VM24M17XA | 243 | 796 | 400 | 113.62 | 232 | 1541.62 | 1158.38 | 2700
North Carolina | Baker | Grandaire | Primary | 14.3 SEER2 AC / 80% Furnace 45K BTU | 2 | WFER045A036C | 527 | W5AM24M14XA | 331 | 858 | 400 | 119.51 | 232 | 1609.51 | 1090.49 | 2700
North Carolina | Baker | Grandaire | Primary | 14.3 SEER2 AC / 80% Furnace 70K BTU | 2 | WFER070B036C | 553 | W5AM24M17XA | 333 | 886 | 400 | 122.17 | 232 | 1640.17 | 1059.83 | 2700
North Carolina | Baker | Grandaire | Primary | 14.3 SEER2 AC / 80% Furnace 70K BTU | 2 | WFER070B036C | 553 | W5VM24M17XA | 243 | 796 | 400 | 113.62 | 232 | 1541.62 | 1158.38 | 2700
North Carolina | Baker | Grandaire | Primary | 14.3 SEER2 AC / 80% Furnace 70K BTU | 2.5 | WFER070B036C | 553 | W5AM30M17XA | 344 | 897 | 400 | 123.215 | 232 | 1652.215 | 1072.785 | 2725
North Carolina | Baker | Grandaire | Primary | 14.3 SEER2 AC / 80% Furnace 70K BTU | 2.5 | WFER070B036C | 553 | W5VM30M17XA | 253 | 806 | 400 | 114.57 | 232 | 1552.57 | 1172.43 | 2725
North Carolina | Baker | Grandaire | Primary | 14.3 SEER2 AC / 80% Furnace 70K BTU | 3 | WFER070B036C | 553 | W5VM36M17XA | 294 | 847 | 400 | 118.465 | 232 | 1597.465 | 1202.535 | 2800
North Carolina | Baker | Grandaire | Primary | 14.3 SEER2 AC / 80% Furnace 90K BTU | 3 | WFER090B042C | 544 | W5VM36M17XA | 294 | 838 | 400 | 117.61 | 232 | 1587.61 | 1212.39 | 2800
North Carolina | Baker | Grandaire | Primary | 14.3 SEER2 AC / 80% Furnace 90K BTU | 3.5 | WFER090C048C | 552 | W5AM42M21XA | 382 | 934 | 400 | 126.73 | 232 | 1692.73 | 1132.27 | 2825
North Carolina | Baker | Grandaire | Primary | 14.3 SEER2 AC / 80% Furnace 90K BTU | 3.5 | WFER090C048C | 552 | W5VM44M21XA | 471 | 1023 | 400 | 135.185 | 232 | 1790.185 | 1034.815 | 2825
North Carolina | Baker | Grandaire | Primary | 14.3 SEER2 AC / 80% Furnace 90K BTU | 4 | WFER090C048C | 552 | W5AM48M21XA | 429 | 981 | 400 | 131.195 | 232 | 1744.195 | 1205.805 | 2950
North Carolina | Baker | Grandaire | Primary | 14.3 SEER2 AC / 80% Furnace 90K BTU | 4 | WFER090C048C | 552 | W5VM48M21XA | 476 | 1028 | 400 | 135.66 | 232 | 1795.66 | 1154.34 | 2950
North Carolina | Baker | Grandaire | Primary | 14.3 SEER2 AC / 80% Furnace 90K BTU | 5 | WFER090C048C | 552 | W5AM61M21XA | 394 | 946 | 400 | 127.87 | 232 | 1705.87 | 1194.13 | 2900
North Carolina | Baker | Grandaire | Primary | 14.3 SEER2 AC / 80% Furnace 135K BTU | 5 | WFER135D060C | 575 | W5AM60M24XA | 491 | 1066 | 400 | 139.27 | 232 | 1837.27 | 1062.73 | 2900
North Carolina | Baker | Grandaire | Primary | 14.3 SEER2 AC / 80% Furnace 90K BTU | 5 | WFER090C048C | 552 | W5VM60M21XA | 516 | 1068 | 400 | 139.46 | 232 | 1839.46 | 1060.54 | 2900
Ohio - Columbus | Habegger | Payne | Primary | 14.3 SEER2 AC / 80% Furnace 45K BTU | 1.5 | PG80MSAA42045B | 533 | CVAMA2417XMA | 243 | 776 | 400 | 111.72 | 232 | 1519.72 | 1180.28 | 2700
Ohio - Columbus | Habegger | Payne | Primary | 14.3 SEER2 AC / 80% Furnace 70K BTU | 2 | PG80MSAA36070A | 533 | CVAMA2414XMA | 241 | 774 | 400 | 111.53 | 232 | 1517.53 | 1182.47 | 2700
Ohio - Columbus | Habegger | Payne | Primary | 14.3 SEER2 AC / 80% Furnace 70K BTU | 2.5 | PG80MSAA36070A | 533 | CAAMP3014AMA | 347 | 880 | 400 | 121.6 | 232 | 1633.6 | 1091.4 | 2725
Ohio - Columbus | Habegger | Payne | Primary | 14.3 SEER2 AC / 80% Furnace 90K BTU | 3 | PG80MSAA42090B | 539 | CVAMA3617XMA | 294 | 833 | 400 | 117.135 | 232 | 1582.135 | 1217.865 | 2800
Ohio - Columbus | Habegger | Payne | Primary | 14.3 SEER2 AC / 80% Furnace 90K BTU | 3.5 | PG80MSAA48090C | 544 | CVAMA4221XMA | 338 | 882 | 400 | 121.79 | 232 | 1635.79 | 1189.21 | 2825
Ohio - Columbus | Habegger | Payne | Primary | 14.3 SEER2 AC / 80% Furnace 70K BTU | 4 | PG80MSAA48070C | 559 | CAAMP4821AMA | 429 | 988 | 400 | 131.86 | 232 | 1751.86 | 1198.14 | 2950
Ohio - Columbus | Habegger | Payne | Primary | 14.3 SEER2 AC / 80% Furnace 90K BTU | 5 | PG80MSAA60090C | 552 | CAAMP6121AMA | 394 | 946 | 400 | 127.87 | 232 | 1705.87 | 1194.13 | 2900
Ohio - North East | Habegger | Day & Night (ICP) | Primary | 13.4+ SEER2 AC / 80% Furnace 70K BTU | 1.5 | N80MSN0701412A | 533 | EAM5X24M14A | 331 | 864 | 400 | 120.08 | 232 | 1616.08 | 1083.92 | 2700
Ohio - North East | Habegger | Day & Night (ICP) | Primary | 14.3 SEER2 AC / 80% Furnace 45K BTU | 1.5 | N80MSN0451412A | 527 | EAM5X24M14A | 331 | 858 | 400 | 119.51 | 232 | 1609.51 | 1090.49 | 2700
Ohio - North East | Habegger | Day & Night (ICP) | Primary | 13.4+ SEER2 AC / 80% Furnace 70K BTU | 2 | N80MSN0701412A | 533 | EAM5X24M14A | 331 | 864 | 400 | 120.08 | 232 | 1616.08 | 1083.92 | 2700
Ohio - North East | Habegger | Day & Night (ICP) | Primary | 14.3 SEER2 AC / 80% Furnace 70K BTU | 2 | N80MSN0701412A | 533 | EVM5X24M14A | 241 | 774 | 400 | 111.53 | 232 | 1517.53 | 1182.47 | 2700
Ohio - North East | Habegger | Day & Night (ICP) | Primary | 13.4+ SEER2 AC / 80% Furnace 70K BTU | 2.5 | N80MSN0701412A | 533 | EVM5X30M17A | 253 | 786 | 400 | 112.67 | 232 | 1530.67 | 1194.33 | 2725
Ohio - North East | Habegger | Day & Night (ICP) | Primary | 14.3 SEER2 AC / 80% Furnace 70K BTU | 2.5 | N80MSN0701712A | 542 | EVM5X30M17A | 253 | 795 | 400 | 113.525 | 232 | 1540.525 | 1184.475 | 2725
Ohio - North East | Habegger | Day & Night (ICP) | Primary | 13.4+ SEER2 AC / 80% Furnace 70K BTU | 3 | N80MSN0701412A | 533 | EVM5X36M17A | 294 | 827 | 400 | 116.565 | 232 | 1575.565 | 1224.435 | 2800
Ohio - North East | Habegger | Day & Night (ICP) | Primary | 14.3 SEER2 AC / 80% Furnace 90K BTU | 3 | N80MSN0901714A | 539 | EVM5X36M17A | 294 | 833 | 400 | 117.135 | 232 | 1582.135 | 1217.865 | 2800
Ohio - North East | Habegger | Day & Night (ICP) | Primary | 13.4+ SEER2 AC / 80% Furnace 70K BTU | 3.5 | N80MSN0701716A | 553 | EVM5X42M21A | 338 | 891 | 400 | 122.645 | 232 | 1645.645 | 1179.355 | 2825
Ohio - North East | Habegger | Day & Night (ICP) | Primary | 14.3 SEER2 AC / 80% Furnace 90K BTU | 3.5 | N80MSN0902116A | 544 | EVM5X42M21A | 338 | 882 | 400 | 121.79 | 232 | 1635.79 | 1189.21 | 2825
Ohio - North East | Habegger | Day & Night (ICP) | Primary | 13.4+ SEER2 AC / 80% Furnace 70K BTU | 4 | N80MSN0701716A | 553 | EAM5X48M21A | 429 | 982 | 400 | 131.29 | 232 | 1745.29 | 1204.71 | 2950
Ohio - North East | Habegger | Day & Night (ICP) | Primary | 14.3 SEER2 AC / 80% Furnace 110K BTU | 4 | N80MSN0702116A | 559 | EAM5X48M21A | 429 | 988 | 400 | 131.86 | 232 | 1751.86 | 1198.14 | 2950
Ohio - North East | Habegger | Day & Night (ICP) | Primary | 13.4+ SEER2 AC / 80% Furnace 90K BTU | 5 | N80MSN0902120A | 552 | EAM5X61M21A | 394 | 946 | 400 | 127.87 | 232 | 1705.87 | 1194.13 | 2900
Ohio - North East | Habegger | Day & Night (ICP) | Primary | 14.3 SEER2 AC / 80% Furnace 90K BTU | 5 | N80MSN0902120A | 552 | EAM5X61M21A | 394 | 946 | 400 | 127.87 | 232 | 1705.87 | 1194.13 | 2900
Ohio - South West | Habegger | Payne | Primary | 14.3 SEER2 AC / 80% Furnace 45K BTU | 1.5 | PG80MSAA42045B | 533 | CVAMA2417XMA | 243 | 776 | 400 | 111.72 | 232 | 1519.72 | 1180.28 | 2700
Ohio - South West | Habegger | Payne | Primary | 14.3 SEER2 AC / 80% Furnace 70K BTU | 2 | PG80MSAA36070A | 533 | CVAMA2414XMA | 241 | 774 | 400 | 111.53 | 232 | 1517.53 | 1182.47 | 2700
Ohio - South West | Habegger | Payne | Primary | 14.3 SEER2 AC / 80% Furnace 70K BTU | 2.5 | PG80MSAA36070A | 533 | CAAMP3014AMA | 347 | 880 | 400 | 121.6 | 232 | 1633.6 | 1091.4 | 2725
Ohio - South West | Habegger | Payne | Primary | 14.3 SEER2 AC / 80% Furnace 90K BTU | 3 | PG80MSAA42090B | 539 | CVAMA3617XMA | 294 | 833 | 400 | 117.135 | 232 | 1582.135 | 1217.865 | 2800
Ohio - South West | Habegger | Payne | Primary | 14.3 SEER2 AC / 80% Furnace 90K BTU | 3.5 | PG80MSAA48090C | 544 | CVAMA4221XMA | 338 | 882 | 400 | 121.79 | 232 | 1635.79 | 1189.21 | 2825
Ohio - South West | Habegger | Payne | Primary | 14.3 SEER2 AC / 80% Furnace 70K BTU | 4 | PG80MSAA48070C | 559 | CAAMP4821AMA | 429 | 988 | 400 | 131.86 | 232 | 1751.86 | 1198.14 | 2950
Ohio - South West | Habegger | Payne | Primary | 14.3 SEER2 AC / 80% Furnace 90K BTU | 5 | PG80MSAA60090C | 552 | CAAMP6121AMA | 394 | 946 | 400 | 127.87 | 232 | 1705.87 | 1194.13 | 2900
Oklahoma | Baker | Grandaire | Primary | 14.3 SEER2 AC / 80% Furnace 45K BTU | 1.5 | WFER045A036C | 527 | W5AM24M14XA | 331 | 858 | 485 | 127.585 | 232 | 1702.585 | 997.415 | 2700
Oklahoma | Baker | Grandaire | Primary | 14.3 SEER2 AC / 80% Furnace 70K BTU | 1.5 | WFER070B036C | 553 | W5AM24M17XA | 333 | 886 | 485 | 130.245 | 232 | 1733.245 | 966.755 | 2700
Oklahoma | Baker | Grandaire | Primary | 14.3 SEER2 AC / 80% Furnace 70K BTU | 1.5 | WFER070B036C | 553 | W5VM24M17XA | 243 | 796 | 485 | 121.695 | 232 | 1634.695 | 1065.305 | 2700
Oklahoma | Baker | Grandaire | Primary | 14.3 SEER2 AC / 80% Furnace 45K BTU | 2 | WFER045A036C | 527 | W5AM24M14XA | 331 | 858 | 485 | 127.585 | 232 | 1702.585 | 997.415 | 2700
Oklahoma | Baker | Grandaire | Primary | 14.3 SEER2 AC / 80% Furnace 70K BTU | 2 | WFER070B036C | 553 | W5AM24M17XA | 333 | 886 | 485 | 130.245 | 232 | 1733.245 | 966.755 | 2700
Oklahoma | Baker | Grandaire | Primary | 14.3 SEER2 AC / 80% Furnace 70K BTU | 2 | WFER070B036C | 553 | W5VM24M17XA | 243 | 796 | 485 | 121.695 | 232 | 1634.695 | 1065.305 | 2700
Oklahoma | Baker | Grandaire | Primary | 14.3 SEER2 AC / 80% Furnace 70K BTU | 2.5 | WFER070B036C | 553 | W5AM30M17XA | 344 | 897 | 485 | 131.29 | 232 | 1745.29 | 979.71 | 2725
Oklahoma | Baker | Grandaire | Primary | 14.3 SEER2 AC / 80% Furnace 70K BTU | 2.5 | WFER070B036C | 553 | W5VM30M17XA | 253 | 806 | 485 | 122.645 | 232 | 1645.645 | 1079.355 | 2725
Oklahoma | Baker | Grandaire | Primary | 14.3 SEER2 AC / 80% Furnace 70K BTU | 3 | WFER070B036C | 553 | W5VM36M17XA | 294 | 847 | 485 | 126.54 | 232 | 1690.54 | 1109.46 | 2800
Oklahoma | Baker | Grandaire | Primary | 14.3 SEER2 AC / 80% Furnace 90K BTU | 3 | WFER090B042C | 544 | W5VM36M17XA | 294 | 838 | 485 | 125.685 | 232 | 1680.685 | 1119.315 | 2800
Oklahoma | Baker | Grandaire | Primary | 14.3 SEER2 AC / 80% Furnace 90K BTU | 3.5 | WFER090C048C | 552 | W5AM42M21XA | 382 | 934 | 485 | 134.805 | 232 | 1785.805 | 1039.195 | 2825
Oklahoma | Baker | Grandaire | Primary | 14.3 SEER2 AC / 80% Furnace 90K BTU | 3.5 | WFER090C048C | 552 | W5VM44M21XA | 471 | 1023 | 485 | 143.26 | 232 | 1883.26 | 941.74 | 2825
Oklahoma | Baker | Grandaire | Primary | 14.3 SEER2 AC / 80% Furnace 90K BTU | 4 | WFER090C048C | 552 | W5AM48M21XA | 429 | 981 | 485 | 139.27 | 232 | 1837.27 | 1112.73 | 2950
Oklahoma | Baker | Grandaire | Primary | 14.3 SEER2 AC / 80% Furnace 90K BTU | 4 | WFER090C048C | 552 | W5VM48M21XA | 476 | 1028 | 485 | 143.735 | 232 | 1888.735 | 1061.265 | 2950
Oklahoma | Baker | Grandaire | Primary | 14.3 SEER2 AC / 80% Furnace 90K BTU | 5 | WFER090C048C | 552 | W5AM61M21XA | 394 | 946 | 485 | 135.945 | 232 | 1798.945 | 1101.055 | 2900
Oklahoma | Baker | Grandaire | Primary | 14.3 SEER2 AC / 80% Furnace 135K BTU | 5 | WFER135D060C | 575 | W5AM60M24XA | 491 | 1066 | 485 | 147.345 | 232 | 1930.345 | 969.655 | 2900
Oklahoma | Baker | Grandaire | Primary | 14.3 SEER2 AC / 80% Furnace 90K BTU | 5 | WFER090C048C | 552 | W5VM60M21XA | 516 | 1068 | 400 | 139.46 | 232 | 1839.46 | 1060.54 | 2900
Oregon - West | Ferguson / Airefco | Day & Night | Primary | 13.4+ SEER2 AC / 80% Furnace 70K BTU | 1.5 | N80MSN0701412A | 533 | EAM5X24M14A | 331 | 864 | 400 | 120.08 | 232 | 1616.08 | 1083.92 | 2700
Oregon - West | Ferguson / Airefco | Day & Night | Primary | 13.4+ SEER2 AC / 80% Furnace 70K BTU | 1.5 | N80MSN0701412A | 533 | EAM5X19M17A | 386 | 919 | 400 | 125.305 | 232 | 1676.305 | 1023.695 | 2700
Oregon - West | Ferguson / Airefco | Day & Night | Primary | 13.4+ SEER2 AC / 80% Furnace 70K BTU | 2 | N80MSN0701412A | 533 | EAM5X24M14A | 331 | 864 | 400 | 120.08 | 232 | 1616.08 | 1083.92 | 2700
Oregon - West | Ferguson / Airefco | Day & Night | Primary | 13.4+ SEER2 AC / 80% Furnace 70K BTU | 2 | N80MSN0701712A | 542 | EVM5X24M17A | 243 | 785 | 400 | 112.575 | 232 | 1529.575 | 1170.425 | 2700
Oregon - West | Ferguson / Airefco | Day & Night | Primary | 13.4+ SEER2 AC / 80% Furnace 70K BTU | 2.5 | N80MSN0701412A | 533 | EVM5X30M17A | 253 | 786 | 400 | 112.67 | 232 | 1530.67 | 1194.33 | 2725
Oregon - West | Ferguson / Airefco | Day & Night | Primary | 13.4+ SEER2 AC / 80% Furnace 70K BTU | 2.5 | N80MSN0701412A | 533 | EAM5X30M14A | 347 | 880 | 400 | 121.6 | 232 | 1633.6 | 1091.4 | 2725
Oregon - West | Ferguson / Airefco | Day & Night | Primary | 13.4+ SEER2 AC / 80% Furnace 70K BTU | 3 | N80MSN0701412A | 533 | EVM5X36M17A | 294 | 827 | 400 | 116.565 | 232 | 1575.565 | 1224.435 | 2800
Oregon - West | Ferguson / Airefco | Day & Night | Primary | 13.4+ SEER2 AC / 80% Furnace 70K BTU | 3 | N80MSN0701412A | 533 | EAM5X36M17A | 374 | 907 | 400 | 124.165 | 232 | 1663.165 | 1136.835 | 2800
Oregon - West | Ferguson / Airefco | Day & Night | Primary | 13.4+ SEER2 AC / 80% Furnace 70K BTU | 3.5 | N80MSN0701716A | 553 | EVM5X42M21A | 338 | 891 | 400 | 122.645 | 232 | 1645.645 | 1179.355 | 2825
Oregon - West | Ferguson / Airefco | Day & Night | Primary | 13.4+ SEER2 AC / 80% Furnace 70K BTU | 3.5 | N80MSN0701716A | 553 | EAM5X42M21A | 382 | 935 | 400 | 126.825 | 232 | 1693.825 | 1131.175 | 2825
Oregon - West | Ferguson / Airefco | Day & Night | Primary | 13.4+ SEER2 AC / 80% Furnace 70K BTU | 4 | N80MSN0701716A | 553 | EAM5X48M21A | 429 | 982 | 400 | 131.29 | 232 | 1745.29 | 1204.71 | 2950
Oregon - West | Ferguson / Airefco | Day & Night | Primary | 13.4+ SEER2 AC / 80% Furnace 70K BTU | 4 | N80MSN0701716A | 553 | EVM5X48M21A | 476 | 1029 | 400 | 135.755 | 232 | 1796.755 | 1153.245 | 2950
Oregon - West | Ferguson / Airefco | Day & Night | Primary | 13.4+ SEER2 AC / 80% Furnace 90K BTU | 5 | N80MSN0902120A | 552 | EAM5X61M21A | 394 | 946 | 400 | 127.87 | 232 | 1705.87 | 1194.13 | 2900
Oregon - West | Ferguson / Airefco | Day & Night | Primary | 13.4+ SEER2 AC / 80% Furnace 90K BTU | 5 | N80MSN0902120A | 552 | EAM5X60M24A | 491 | 1043 | 400 | 137.085 | 232 | 1812.085 | 1087.915 | 2900
Pennsylvania - Pittsburgh | Habegger | Comfortmaker (ICP) | Primary | 13.4+ SEER2 AC / 80% Furnace 70K BTU | 1.5 | N80MSN0701412A | 533 | EAM5X24M14A | 331 | 864 | 400 | 120.08 | 232 | 1616.08 | 1083.92 | 2700
Pennsylvania - Pittsburgh | Habegger | Comfortmaker (ICP) | Primary | 14.3 SEER2 AC / 80% Furnace 45K BTU | 1.5 | N80MSN0451412A | 527 | EAM5X24M14A | 331 | 858 | 400 | 119.51 | 232 | 1609.51 | 1090.49 | 2700
Pennsylvania - Pittsburgh | Habegger | Comfortmaker (ICP) | Primary | 13.4+ SEER2 AC / 80% Furnace 70K BTU | 2 | N80MSN0701412A | 533 | EAM5X24M14A | 331 | 864 | 400 | 120.08 | 232 | 1616.08 | 1083.92 | 2700
Pennsylvania - Pittsburgh | Habegger | Comfortmaker (ICP) | Primary | 14.3 SEER2 AC / 80% Furnace 70K BTU | 2 | N80MSN0701412A | 533 | EVM5X24M14A | 241 | 774 | 400 | 111.53 | 232 | 1517.53 | 1182.47 | 2700
Pennsylvania - Pittsburgh | Habegger | Comfortmaker (ICP) | Primary | 13.4+ SEER2 AC / 80% Furnace 70K BTU | 2.5 | N80MSN0701412A | 533 | EVM5X30M17A | 253 | 786 | 400 | 112.67 | 232 | 1530.67 | 1194.33 | 2725
Pennsylvania - Pittsburgh | Habegger | Comfortmaker (ICP) | Primary | 14.3 SEER2 AC / 80% Furnace 70K BTU | 2.5 | N80MSN0701712A | 542 | EVM5X30M17A | 253 | 795 | 400 | 113.525 | 232 | 1540.525 | 1184.475 | 2725
Pennsylvania - Pittsburgh | Habegger | Comfortmaker (ICP) | Primary | 13.4+ SEER2 AC / 80% Furnace 70K BTU | 3 | N80MSN0701412A | 533 | EVM5X36M17A | 294 | 827 | 400 | 116.565 | 232 | 1575.565 | 1224.435 | 2800
Pennsylvania - Pittsburgh | Habegger | Comfortmaker (ICP) | Primary | 14.3 SEER2 AC / 80% Furnace 90K BTU | 3 | N80MSN0901714A | 539 | EVM5X36M17A | 294 | 833 | 400 | 117.135 | 232 | 1582.135 | 1217.865 | 2800
Pennsylvania - Pittsburgh | Habegger | Comfortmaker (ICP) | Primary | 13.4+ SEER2 AC / 80% Furnace 70K BTU | 3.5 | N80MSN0701716A | 553 | EVM5X42M21A | 338 | 891 | 400 | 122.645 | 232 | 1645.645 | 1179.355 | 2825
Pennsylvania - Pittsburgh | Habegger | Comfortmaker (ICP) | Primary | 14.3 SEER2 AC / 80% Furnace 90K BTU | 3.5 | N80MSN0902116A | 544 | EVM5X42M21A | 338 | 882 | 400 | 121.79 | 232 | 1635.79 | 1189.21 | 2825
Pennsylvania - Pittsburgh | Habegger | Comfortmaker (ICP) | Primary | 13.4+ SEER2 AC / 80% Furnace 70K BTU | 4 | N80MSN0701716A | 553 | EAM5X48M21A | 429 | 982 | 400 | 131.29 | 232 | 1745.29 | 1204.71 | 2950
Pennsylvania - Pittsburgh | Habegger | Comfortmaker (ICP) | Primary | 14.3 SEER2 AC / 80% Furnace 110K BTU | 4 | N80MSN0702116A | 559 | EAM5X48M21A | 429 | 988 | 400 | 131.86 | 232 | 1751.86 | 1198.14 | 2950
Pennsylvania - Pittsburgh | Habegger | Comfortmaker (ICP) | Primary | 13.4+ SEER2 AC / 80% Furnace 90K BTU | 5 | N80MSN0902120A | 552 | EAM5X61M21A | 394 | 946 | 400 | 127.87 | 232 | 1705.87 | 1194.13 | 2900
Pennsylvania - Pittsburgh | Habegger | Comfortmaker (ICP) | Primary | 14.3 SEER2 AC / 80% Furnace 90K BTU | 5 | N80MSN0902120A | 552 | EAM5X61M21A | 394 | 946 | 400 | 127.87 | 232 | 1705.87 | 1194.13 | 2900
South Carolina | Baker | Grandaire | Primary | 14.3 SEER2 AC / 80% Furnace 45K BTU | 1.5 | WFER045A036C | 527 | W5AM24M14XA | 331 | 858 | 400 | 119.51 | 232 | 1609.51 | 1090.49 | 2700
South Carolina | Baker | Grandaire | Primary | 14.3 SEER2 AC / 80% Furnace 70K BTU | 1.5 | WFER070B036C | 553 | W5AM24M17XA | 333 | 886 | 400 | 122.17 | 232 | 1640.17 | 1059.83 | 2700
South Carolina | Baker | Grandaire | Primary | 14.3 SEER2 AC / 80% Furnace 70K BTU | 1.5 | WFER070B036C | 553 | W5VM24M17XA | 243 | 796 | 400 | 113.62 | 232 | 1541.62 | 1158.38 | 2700
South Carolina | Baker | Grandaire | Primary | 14.3 SEER2 AC / 80% Furnace 45K BTU | 2 | WFER045A036C | 527 | W5AM24M14XA | 331 | 858 | 400 | 119.51 | 232 | 1609.51 | 1090.49 | 2700
South Carolina | Baker | Grandaire | Primary | 14.3 SEER2 AC / 80% Furnace 70K BTU | 2 | WFER070B036C | 553 | W5AM24M17XA | 333 | 886 | 400 | 122.17 | 232 | 1640.17 | 1059.83 | 2700
South Carolina | Baker | Grandaire | Primary | 14.3 SEER2 AC / 80% Furnace 70K BTU | 2 | WFER070B036C | 553 | W5VM24M17XA | 243 | 796 | 400 | 113.62 | 232 | 1541.62 | 1158.38 | 2700
South Carolina | Baker | Grandaire | Primary | 14.3 SEER2 AC / 80% Furnace 70K BTU | 2.5 | WFER070B036C | 553 | W5AM30M17XA | 344 | 897 | 400 | 123.215 | 232 | 1652.215 | 1072.785 | 2725
South Carolina | Baker | Grandaire | Primary | 14.3 SEER2 AC / 80% Furnace 70K BTU | 2.5 | WFER070B036C | 553 | W5VM30M17XA | 253 | 806 | 400 | 114.57 | 232 | 1552.57 | 1172.43 | 2725
South Carolina | Baker | Grandaire | Primary | 14.3 SEER2 AC / 80% Furnace 70K BTU | 3 | WFER070B036C | 553 | W5VM36M17XA | 294 | 847 | 400 | 118.465 | 232 | 1597.465 | 1202.535 | 2800
South Carolina | Baker | Grandaire | Primary | 14.3 SEER2 AC / 80% Furnace 90K BTU | 3 | WFER090B042C | 544 | W5VM36M17XA | 294 | 838 | 400 | 117.61 | 232 | 1587.61 | 1212.39 | 2800
South Carolina | Baker | Grandaire | Primary | 14.3 SEER2 AC / 80% Furnace 90K BTU | 3.5 | WFER090C048C | 552 | W5AM42M21XA | 382 | 934 | 400 | 126.73 | 232 | 1692.73 | 1132.27 | 2825
South Carolina | Baker | Grandaire | Primary | 14.3 SEER2 AC / 80% Furnace 90K BTU | 3.5 | WFER090C048C | 552 | W5VM44M21XA | 471 | 1023 | 400 | 135.185 | 232 | 1790.185 | 1034.815 | 2825
South Carolina | Baker | Grandaire | Primary | 14.3 SEER2 AC / 80% Furnace 90K BTU | 4 | WFER090C048C | 552 | W5AM48M21XA | 429 | 981 | 400 | 131.195 | 232 | 1744.195 | 1205.805 | 2950
South Carolina | Baker | Grandaire | Primary | 14.3 SEER2 AC / 80% Furnace 90K BTU | 4 | WFER090C048C | 552 | W5VM48M21XA | 476 | 1028 | 400 | 135.66 | 232 | 1795.66 | 1154.34 | 2950
South Carolina | Baker | Grandaire | Primary | 14.3 SEER2 AC / 80% Furnace 90K BTU | 5 | WFER090C048C | 552 | W5AM61M21XA | 394 | 946 | 400 | 127.87 | 232 | 1705.87 | 1194.13 | 2900
South Carolina | Baker | Grandaire | Primary | 14.3 SEER2 AC / 80% Furnace 135K BTU | 5 | WFER135D060C | 575 | W5AM60M24XA | 491 | 1066 | 400 | 139.27 | 232 | 1837.27 | 1062.73 | 2900
South Carolina | Baker | Grandaire | Primary | 14.3 SEER2 AC / 80% Furnace 90K BTU | 5 | WFER090C048C | 552 | W5VM60M21XA | 516 | 1068 | 400 | 139.46 | 232 | 1839.46 | 1060.54 | 2900
Tennessee - All Markets | Habegger | Tempstar (ICP) | Primary | 13.4+ SEER2 AC / 80% Furnace 70K BTU | 1.5 | N80MSN0701412A | 533 | EAM5X24M14A | 331 | 864 | 400 | 120.08 | 232 | 1616.08 | 1083.92 | 2700
Tennessee - All Markets | Habegger | Tempstar (ICP) | Primary | 13.4+ SEER2 AC / 80% Furnace 70K BTU | 2 | N80MSN0701412A | 533 | EVM5X24M17A | 243 | 776 | 400 | 111.72 | 232 | 1519.72 | 1180.28 | 2700
Tennessee - All Markets | Habegger | Tempstar (ICP) | Primary | 13.4+ SEER2 AC / 80% Furnace 70K BTU | 2.5 | N80MSN0701412A | 533 | EAM5X30M14A | 347 | 880 | 400 | 121.6 | 232 | 1633.6 | 1091.4 | 2725
Tennessee - All Markets | Habegger | Tempstar (ICP) | Primary | 13.4+ SEER2 AC / 80% Furnace 70K BTU | 3 | N80MSN0701412A | 533 | EVM5X36M17A | 294 | 827 | 400 | 116.565 | 232 | 1575.565 | 1224.435 | 2800
Tennessee - All Markets | Habegger | Tempstar (ICP) | Primary | 13.4+ SEER2 AC / 80% Furnace 70K BTU | 3.5 | N80MSN0701716A | 553 | EVM5X42M21A | 338 | 891 | 400 | 122.645 | 232 | 1645.645 | 1179.355 | 2825
Tennessee - All Markets | Habegger | Tempstar (ICP) | Primary | 13.4+ SEER2 AC / 80% Furnace 70K BTU | 4 | N80MSN0701716A | 553 | EAM5X48M21A | 429 | 982 | 400 | 131.29 | 232 | 1745.29 | 1204.71 | 2950
Tennessee - All Markets | Habegger | Tempstar (ICP) | Primary | 13.4+ SEER2 AC / 80% Furnace 90K BTU | 5 | N80MSN0902120A | 552 | EAM5X61M21A | 394 | 946 | 400 | 127.87 | 232 | 1705.87 | 1194.13 | 2900
Tennessee - Memphis | Sanders | Tempstar (ICP) | Primary | 13.4+ SEER2 AC / 80% Furnace 70K BTU | 1.5 | N80MSN0701412A | 533 | EAM5X24M14A | 331 | 864 | 400 | 120.08 | 232 | 1616.08 | 1083.92 | 2700
Tennessee - Memphis | Sanders | Tempstar (ICP) | Primary | 13.4+ SEER2 AC / 80% Furnace 70K BTU | 1.5 | N80MSN0701412A | 533 | EAM5X19M17A | 386 | 919 | 400 | 125.305 | 232 | 1676.305 | 1023.695 | 2700
Tennessee - Memphis | Sanders | Tempstar (ICP) | Primary | 13.4+ SEER2 AC / 80% Furnace 70K BTU | 2 | N80MSN0701412A | 533 | EAM5X24M14A | 331 | 864 | 400 | 120.08 | 232 | 1616.08 | 1083.92 | 2700
Tennessee - Memphis | Sanders | Tempstar (ICP) | Primary | 13.4+ SEER2 AC / 80% Furnace 70K BTU | 2 | N80MSN0701412A | 533 | EVM5X24M17A | 243 | 776 | 400 | 111.72 | 232 | 1519.72 | 1180.28 | 2700
Tennessee - Memphis | Sanders | Tempstar (ICP) | Primary | 13.4+ SEER2 AC / 80% Furnace 70K BTU | 2.5 | N80MSN0701412A | 533 | EAM5X30M14A | 347 | 880 | 400 | 121.6 | 232 | 1633.6 | 1091.4 | 2725
Tennessee - Memphis | Sanders | Tempstar (ICP) | Primary | 13.4+ SEER2 AC / 80% Furnace 70K BTU | 2.5 | N80MSN0701412A | 533 | EVM5X30M17A | 253 | 786 | 400 | 112.67 | 232 | 1530.67 | 1194.33 | 2725
Tennessee - Memphis | Sanders | Tempstar (ICP) | Primary | 13.4+ SEER2 AC / 80% Furnace 70K BTU | 3 | N80MSN0701412A | 533 | EVM5X36M17A | 294 | 827 | 400 | 116.565 | 232 | 1575.565 | 1224.435 | 2800
Tennessee - Memphis | Sanders | Tempstar (ICP) | Primary | 13.4+ SEER2 AC / 80% Furnace 70K BTU | 3.5 | N80MSN0701716A | 553 | EVM5X42M21A | 338 | 891 | 400 | 122.645 | 232 | 1645.645 | 1179.355 | 2825
Tennessee - Memphis | Sanders | Tempstar (ICP) | Primary | 13.4+ SEER2 AC / 80% Furnace 70K BTU | 3.5 | N80MSN0701716A | 553 | EAM5X42M21A | 382 | 935 | 400 | 126.825 | 232 | 1693.825 | 1131.175 | 2825
Tennessee - Memphis | Sanders | Tempstar (ICP) | Primary | 13.4+ SEER2 AC / 80% Furnace 70K BTU | 4 | N80MSN0701716A | 553 | EAM5X48M21A | 429 | 982 | 400 | 131.29 | 232 | 1745.29 | 1204.71 | 2950
Tennessee - Memphis | Sanders | Tempstar (ICP) | Primary | 13.4+ SEER2 AC / 80% Furnace 70K BTU | 4 | N80MSN0701716A | 553 | EVM5X48M21A | 476 | 1029 | 400 | 135.755 | 232 | 1796.755 | 1153.245 | 2950
Tennessee - Memphis | Sanders | Tempstar (ICP) | Primary | 13.4+ SEER2 AC / 80% Furnace 90K BTU | 5 | N80MSN0902120A | 552 | EAM5X61M21A | 394 | 946 | 400 | 127.87 | 232 | 1705.87 | 1194.13 | 2900
Tennessee - Memphis | Sanders | Tempstar (ICP) | Primary | 13.4+ SEER2 AC / 80% Furnace 90K BTU | 5 | N80MSN0902120A | 552 | EAM5X60M24A | 491 | 1043 | 400 | 137.085 | 232 | 1812.085 | 1087.915 | 2900
Texas - Central | Robert Madden | Day & Night (ICP) | Primary | 14.3 SEER2 AC / 80% Furnace 45K BTU | 1.5 | N80MSN0451412A | 527 | EAM5X24M14A | 331 | 858 | 400 | 119.51 | 232 | 1609.51 | 1090.49 | 2700
Texas - Central | Robert Madden | Day & Night (ICP) | Primary | 14.3 SEER2 AC / 80% Furnace 70K BTU | 2 | N80MSN0701412A | 533 | EVM5X24M14A | 241 | 774 | 400 | 111.53 | 232 | 1517.53 | 1182.47 | 2700
Texas - Central | Robert Madden | Day & Night (ICP) | Primary | 14.3 SEER2 AC / 80% Furnace 70K BTU | 2.5 | N80MSN0701412A | 533 | EVM5X30M17A | 253 | 786 | 400 | 112.67 | 232 | 1530.67 | 1194.33 | 2725
Texas - Central | Robert Madden | Day & Night (ICP) | Primary | 14.3 SEER2 AC / 80% Furnace 70K BTU | 2.5 | N80MSN0701712A | 542 | EVM5X30M17A | 253 | 795 | 400 | 113.525 | 232 | 1540.525 | 1184.475 | 2725
Texas - Central | Robert Madden | Day & Night (ICP) | Primary | 14.3 SEER2 AC / 80% Furnace 90K BTU | 3 | N80MSN0901714A | 539 | EVM5X36M17A | 294 | 833 | 400 | 117.135 | 232 | 1582.135 | 1217.865 | 2800
Texas - Central | Robert Madden | Day & Night (ICP) | Primary | 14.3 SEER2 AC / 80% Furnace 90K BTU | 3.5 | N80MSN0902116A | 544 | EVM5X42M21A | 338 | 882 | 400 | 121.79 | 232 | 1635.79 | 1189.21 | 2825
Texas - Central | Robert Madden | Day & Night (ICP) | Primary | 14.3 SEER2 AC / 80% Furnace 90K BTU | 3.5 | N80MSN0902116A | 544 | EVM5X42M21A | 338 | 882 | 400 | 121.79 | 232 | 1635.79 | 1189.21 | 2825
Texas - Central | Robert Madden | Day & Night (ICP) | Primary | 14.3 SEER2 AC / 80% Furnace 90K BTU | 4 | N80MSN0702116A | 559 | EAM5X48M21A | 429 | 988 | 400 | 131.86 | 232 | 1751.86 | 1198.14 | 2950
Texas - Central | Robert Madden | Day & Night (ICP) | Primary | 14.3 SEER2 AC / 80% Furnace 90K BTU | 4 | N80MSN0702116A | 559 | EAM5X48M21A | 429 | 988 | 400 | 131.86 | 232 | 1751.86 | 1198.14 | 2950
Texas - Central | Robert Madden | Day & Night (ICP) | Primary | 14.3 SEER2 AC / 80% Furnace 90K BTU | 5 | N80MSN0902120A | 552 | EAM5X61M21A | 394 | 946 | 400 | 127.87 | 232 | 1705.87 | 1194.13 | 2900
Texas - Central | Robert Madden | Day & Night (ICP) | Primary | 14.3 SEER2 AC / 80% Furnace 90K BTU | 5 | N80MSN0902120A | 552 | EAM5X61M21A | 394 | 946 | 400 | 127.87 | 232 | 1705.87 | 1194.13 | 2900
Texas - West | Robert Madden | Payne | Primary | 14.3 SEER2 AC / 80% Furnace 45K BTU | 1.5 | PG80MSAA42045B | 533 | CVAMA2417XMA | 243 | 776 | 400 | 111.72 | 232 | 1519.72 | 1180.28 | 2700
Texas - West | Robert Madden | Payne | Primary | 14.3 SEER2 AC / 80% Furnace 70K BTU | 2 | PG80MSAA36070A | 533 | CVAMA2414XMA | 241 | 774 | 400 | 111.53 | 232 | 1517.53 | 1182.47 | 2700
Texas - West | Robert Madden | Payne | Primary | 14.3 SEER2 AC / 80% Furnace 70K BTU | 2.5 | PG80MSAA36070A | 533 | CAAMP3014AMA | 347 | 880 | 400 | 121.6 | 232 | 1633.6 | 1091.4 | 2725
Texas - West | Robert Madden | Payne | Primary | 14.3 SEER2 AC / 80% Furnace 90K BTU | 3 | PG80MSAA42090B | 539 | CVAMA3617XMA | 294 | 833 | 400 | 117.135 | 232 | 1582.135 | 1217.865 | 2800
Texas - West | Robert Madden | Payne | Primary | 14.3 SEER2 AC / 80% Furnace 90K BTU | 3.5 | PG80MSAA48090C | 544 | CVAMA4221XMA | 338 | 882 | 400 | 121.79 | 232 | 1635.79 | 1189.21 | 2825
Texas - West | Robert Madden | Payne | Primary | 14.3 SEER2 AC / 80% Furnace 70K BTU | 4 | PG80MSAA48070C | 559 | CAAMP4821AMA | 429 | 988 | 400 | 131.86 | 232 | 1751.86 | 1198.14 | 2950
Texas - West | Robert Madden | Payne | Primary | 14.3 SEER2 AC / 80% Furnace 90K BTU | 5 | PG80MSAA60090C | 552 | CAAMP6121AMA | 394 | 946 | 400 | 127.87 | 232 | 1705.87 | 1194.13 | 2900
Virginia | Baker | Grandaire | Primary | 14.3 SEER2 AC / 80% Furnace 45K BTU | 1.5 | WFER045A036C | 527 | W5AM24M14XA | 331 | 858 | 400 | 119.51 | 232 | 1609.51 | 1090.49 | 2700
Virginia | Baker | Grandaire | Primary | 14.3 SEER2 AC / 80% Furnace 70K BTU | 1.5 | WFER070B036C | 553 | W5AM24M17XA | 333 | 886 | 400 | 122.17 | 232 | 1640.17 | 1059.83 | 2700
Virginia | Baker | Grandaire | Primary | 14.3 SEER2 AC / 80% Furnace 70K BTU | 1.5 | WFER070B036C | 553 | W5VM24M17XA | 243 | 796 | 400 | 113.62 | 232 | 1541.62 | 1158.38 | 2700
Virginia | Baker | Grandaire | Primary | 14.3 SEER2 AC / 80% Furnace 45K BTU | 2 | WFER045A036C | 527 | W5AM24M14XA | 331 | 858 | 400 | 119.51 | 232 | 1609.51 | 1090.49 | 2700
Virginia | Baker | Grandaire | Primary | 14.3 SEER2 AC / 80% Furnace 70K BTU | 2 | WFER070B036C | 553 | W5AM24M17XA | 333 | 886 | 400 | 122.17 | 232 | 1640.17 | 1059.83 | 2700
Virginia | Baker | Grandaire | Primary | 14.3 SEER2 AC / 80% Furnace 70K BTU | 2 | WFER070B036C | 553 | W5VM24M17XA | 243 | 796 | 400 | 113.62 | 232 | 1541.62 | 1158.38 | 2700
Virginia | Baker | Grandaire | Primary | 14.3 SEER2 AC / 80% Furnace 70K BTU | 2.5 | WFER070B036C | 553 | W5AM30M17XA | 344 | 897 | 400 | 123.215 | 232 | 1652.215 | 1072.785 | 2725
Virginia | Baker | Grandaire | Primary | 14.3 SEER2 AC / 80% Furnace 70K BTU | 2.5 | WFER070B036C | 553 | W5VM30M17XA | 253 | 806 | 400 | 114.57 | 232 | 1552.57 | 1172.43 | 2725
Virginia | Baker | Grandaire | Primary | 14.3 SEER2 AC / 80% Furnace 70K BTU | 3 | WFER070B036C | 553 | W5VM36M17XA | 294 | 847 | 400 | 118.465 | 232 | 1597.465 | 1202.535 | 2800
Virginia | Baker | Grandaire | Primary | 14.3 SEER2 AC / 80% Furnace 90K BTU | 3 | WFER090B042C | 544 | W5VM36M17XA | 294 | 838 | 400 | 117.61 | 232 | 1587.61 | 1212.39 | 2800
Virginia | Baker | Grandaire | Primary | 14.3 SEER2 AC / 80% Furnace 90K BTU | 3.5 | WFER090C048C | 552 | W5AM42M21XA | 382 | 934 | 400 | 126.73 | 232 | 1692.73 | 1132.27 | 2825
Virginia | Baker | Grandaire | Primary | 14.3 SEER2 AC / 80% Furnace 90K BTU | 3.5 | WFER090C048C | 552 | W5VM44M21XA | 471 | 1023 | 400 | 135.185 | 232 | 1790.185 | 1034.815 | 2825
Virginia | Baker | Grandaire | Primary | 14.3 SEER2 AC / 80% Furnace 90K BTU | 4 | WFER090C048C | 552 | W5AM48M21XA | 429 | 981 | 400 | 131.195 | 232 | 1744.195 | 1205.805 | 2950
Virginia | Baker | Grandaire | Primary | 14.3 SEER2 AC / 80% Furnace 90K BTU | 4 | WFER090C048C | 552 | W5VM48M21XA | 476 | 1028 | 400 | 135.66 | 232 | 1795.66 | 1154.34 | 2950
Virginia | Baker | Grandaire | Primary | 14.3 SEER2 AC / 80% Furnace 90K BTU | 5 | WFER090C048C | 552 | W5AM61M21XA | 394 | 946 | 400 | 127.87 | 232 | 1705.87 | 1194.13 | 2900
Virginia | Baker | Grandaire | Primary | 14.3 SEER2 AC / 80% Furnace 135K BTU | 5 | WFER135D060C | 575 | W5AM60M24XA | 491 | 1066 | 400 | 139.27 | 232 | 1837.27 | 1062.73 | 2900
Virginia | Baker | Grandaire | Primary | 14.3 SEER2 AC / 80% Furnace 90K BTU | 5 | WFER090C048C | 552 | W5VM60M21XA | 516 | 1068 | 400 | 139.46 | 232 | 1839.46 | 1060.54 | 2900
Washington | Ferguson / Airefco | Day & Night | Primary | 13.4+ SEER2 AC / 80% Furnace 70K BTU | 1.5 | N80MSN0701412A | 533 | EAM5X24M14A | 331 | 864 | 400 | 120.08 | 232 | 1616.08 | 1083.92 | 2700
Washington | Ferguson / Airefco | Day & Night | Primary | 13.4+ SEER2 AC / 80% Furnace 70K BTU | 1.5 | N80MSN0701412A | 533 | EAM5X19M17A | 386 | 919 | 400 | 125.305 | 232 | 1676.305 | 1023.695 | 2700
Washington | Ferguson / Airefco | Day & Night | Primary | 13.4+ SEER2 AC / 80% Furnace 70K BTU | 2 | N80MSN0701412A | 533 | EAM5X24M14A | 331 | 864 | 400 | 120.08 | 232 | 1616.08 | 1083.92 | 2700
Washington | Ferguson / Airefco | Day & Night | Primary | 13.4+ SEER2 AC / 80% Furnace 70K BTU | 2 | N80MSN0701712A | 542 | EVM5X24M17A | 243 | 785 | 400 | 112.575 | 232 | 1529.575 | 1170.425 | 2700
Washington | Ferguson / Airefco | Day & Night | Primary | 13.4+ SEER2 AC / 80% Furnace 70K BTU | 2.5 | N80MSN0701412A | 533 | EVM5X30M17A | 253 | 786 | 400 | 112.67 | 232 | 1530.67 | 1194.33 | 2725
Washington | Ferguson / Airefco | Day & Night | Primary | 13.4+ SEER2 AC / 80% Furnace 70K BTU | 2.5 | N80MSN0701412A | 533 | EAM5X30M14A | 347 | 880 | 400 | 121.6 | 232 | 1633.6 | 1091.4 | 2725
Washington | Ferguson / Airefco | Day & Night | Primary | 13.4+ SEER2 AC / 80% Furnace 70K BTU | 3 | N80MSN0701412A | 533 | EVM5X36M17A | 294 | 827 | 400 | 116.565 | 232 | 1575.565 | 1224.435 | 2800
Washington | Ferguson / Airefco | Day & Night | Primary | 13.4+ SEER2 AC / 80% Furnace 70K BTU | 3 | N80MSN0701412A | 533 | EAM5X36M17A | 374 | 907 | 400 | 124.165 | 232 | 1663.165 | 1136.835 | 2800
Washington | Ferguson / Airefco | Day & Night | Primary | 13.4+ SEER2 AC / 80% Furnace 70K BTU | 3.5 | N80MSN0701716A | 553 | EVM5X42M21A | 338 | 891 | 400 | 122.645 | 232 | 1645.645 | 1179.355 | 2825
Washington | Ferguson / Airefco | Day & Night | Primary | 13.4+ SEER2 AC / 80% Furnace 70K BTU | 3.5 | N80MSN0701716A | 553 | EAM5X42M21A | 382 | 935 | 400 | 126.825 | 232 | 1693.825 | 1131.175 | 2825
Washington | Ferguson / Airefco | Day & Night | Primary | 13.4+ SEER2 AC / 80% Furnace 70K BTU | 4 | N80MSN0701716A | 553 | EAM5X48M21A | 429 | 982 | 400 | 131.29 | 232 | 1745.29 | 1204.71 | 2950
Washington | Ferguson / Airefco | Day & Night | Primary | 13.4+ SEER2 AC / 80% Furnace 70K BTU | 4 | N80MSN0701716A | 553 | EVM5X48M21A | 476 | 1029 | 400 | 135.755 | 232 | 1796.755 | 1153.245 | 2950
Washington | Ferguson / Airefco | Day & Night | Primary | 13.4+ SEER2 AC / 80% Furnace 90K BTU | 5 | N80MSN0902120A | 552 | EAM5X61M21A | 394 | 946 | 400 | 127.87 | 232 | 1705.87 | 1194.13 | 2900
Washington | Ferguson / Airefco | Day & Night | Primary | 13.4+ SEER2 AC / 80% Furnace 90K BTU | 5 | N80MSN0902120A | 552 | EAM5X60M24A | 491 | 1043 | 400 | 137.085 | 232 | 1812.085 | 1087.915 | 2900

## Condenser Only
HVAC Matchup Breakdown
| Labor Includes the Following: | [5 empty] | Items not Included with Full Installations: | [5 empty] | Price
| Scheduling City or County Inspections (Permit Costs Not Included) | [5 empty] | Permit Fees | [5 empty] | Priced Per Job
| All Required Workers Comp & Liability Insurance | [5 empty] | Ductwork Replacement and Modifications | [5 empty] | Reference Duct-Plenum SOW
| Direct Labor Costs to Complete the Installation | [5 empty] | Crane Rental for Roof Mounted Package Units | [5 empty] | Priced Per Job
| Indirect Labor & Overhead Costs such as AP, AR & Job Management | [5 empty] | Low NOx Emission Regulation Fee <-- For California Furnace Partial and Full Installs | [5 empty] | 150
| Average Tax Rate |  | 0.095 |  |  |  | HERS & CHEERS Rating Fee <-- For California Install (Price ranges from $150.00 - $300.00) | [5 empty] | Priced Per Job
[7 empty] | Roof Brackets/Curbs for roof Mounted Package Units | [5 empty] | Priced Per Job
[7 empty] | Gable Mount Engineering for Package Units Required by Code <--Central & South Florida | [5 empty] | 750
[7 empty] | Complete Drawing and Mechanical Design Submittals for Permitting | [5 empty] | 350
[7 empty] | Removal and Reinstallation of Attic Access Panels or Staircases | [5 empty] | (Repairs Completed by the GC)
$310 Material Pricing includes the following (as needed)
Region | Distributor | Brand | Guide | Matchup | Tonnage | Condenser | Price | Total Equipment | Avg Material Price | Avg Sales Tax | Warranty | Sub Total | Labor | SOW Price | Condenser & Evaporator Coil Material
Alabama | Mingledorffs | Weathermaker | Primary | 14.3 SEER2 AC | 1.5 | PA5SAN51800W | 815 | 815 | 310 | 106.875 | 146 | 1377.875 | 647.125 | 2025 | Digital 1/1 Thermostat
Alabama | Mingledorffs | Weathermaker | Primary | 14.3 SEER2 AC | 1.5 | PA5SAN51800W | 815 | 815 | 310 | 106.875 | 146 | 1377.875 | 647.125 | 2025 | Ductwork Transition Material
Alabama | Mingledorffs | Weathermaker | Primary | 14.3 SEER2 AC | 2 | PA5SAN52400W | 815 | 815 | 310 | 106.875 | 146 | 1377.875 | 647.125 | 2025 | Outdoor Unit Pad
Alabama | Mingledorffs | Weathermaker | Primary | 14.3 SEER2 AC | 2 | PA5SAN52400W | 815 | 815 | 310 | 106.875 | 146 | 1377.875 | 647.125 | 2025 | Armaflex (~10ft)
Alabama | Mingledorffs | Weathermaker | Primary | 14.3 SEER2 AC | 2 | PA5SAN52400W | 815 | 815 | 310 | 106.875 | 146 | 1377.875 | 647.125 | 2025 | 240V Whip & 240V Disconnect
Alabama | Mingledorffs | Weathermaker | Primary | 14.3 SEER2 AC | 2.5 | PA5SAN53000W | 834 | 834 | 310 | 108.68 | 146 | 1398.68 | 651.32 | 2050 | Refrigerant Piping (~5ft)
Alabama | Mingledorffs | Weathermaker | Primary | 14.3 SEER2 AC | 2.5 | PA5SAN53000W | 834 | 834 | 310 | 108.68 | 146 | 1398.68 | 651.32 | 2050 | TXV
Alabama | Mingledorffs | Weathermaker | Primary | 14.3 SEER2 AC | 3 | PA5SAN53600W | 910 | 910 | 310 | 115.9 | 146 | 1481.9 | 668.1 | 2150 | Rx11 Flush
Alabama | Mingledorffs | Weathermaker | Primary | 14.3 SEER2 AC | 3 | PA5SAN53600W | 910 | 910 | 310 | 115.9 | 146 | 1481.9 | 668.1 | 2150 | Nitrogen Gas
Alabama | Mingledorffs | Weathermaker | Primary | 14.3 SEER2 AC | 3.5 | PA5SAN54200W | 1144 | 1144 | 310 | 138.13 | 146 | 1738.13 | 646.87 | 2385 | Brazing Rods (~2)
Alabama | Mingledorffs | Weathermaker | Primary | 14.3 SEER2 AC | 3.5 | PA5SAN54200W | 1144 | 1144 | 310 | 138.13 | 146 | 1738.13 | 646.87 | 2385 | Freon (Up-to 2lbs)
Alabama | Mingledorffs | Weathermaker | Primary | 14.3 SEER2 AC | 4 | PA5SAN54800W | 1191 | 1191 | 310 | 142.595 | 146 | 1789.595 | 660.405 | 2450 | Misc Installation Supplies
Alabama | Mingledorffs | Weathermaker | Primary | 14.3 SEER2 AC | 4 | PA5SAN54800W | 1191 | 1191 | 310 | 142.595 | 146 | 1789.595 | 660.405 | 2450
Alabama | Mingledorffs | Weathermaker | Primary | 14.3 SEER2 AC | 5 | PA5SAN56000W | 1374 | 1374 | 310 | 159.98 | 146 | 1989.98 | 660.02 | 2650
Alabama | Mingledorffs | Weathermaker | Primary | 14.3 SEER2 AC | 5 | PA5SAN56000W | 1374 | 1374 | 310 | 159.98 | 146 | 1989.98 | 660.02 | 2650
Arizona | Sigler | Payne | Primary | 14.3 SEER2 AC | 1.5 | PA5SAN51800W | 815 | 815 | 310 | 106.875 | 146 | 1377.875 | 647.125 | 2025
Arizona | Sigler | Payne | Primary | 14.3 SEER2 AC | 2 | PA5SAN52400W | 815 | 815 | 310 | 106.875 | 146 | 1377.875 | 647.125 | 2025
Arizona | Sigler | Payne | Primary | 14.3 SEER2 AC | 2.5 | PA5SAN53000W | 834 | 834 | 310 | 108.68 | 146 | 1398.68 | 651.32 | 2050
Arizona | Sigler | Payne | Primary | 14.3 SEER2 AC | 3 | PA5SAN53600W | 910 | 910 | 310 | 115.9 | 146 | 1481.9 | 668.1 | 2150
Arizona | Sigler | Payne | Primary | 14.3 SEER2 AC | 3.5 | PA5SAN54200W | 1144 | 1144 | 310 | 138.13 | 146 | 1738.13 | 646.87 | 2385
Arizona | Sigler | Payne | Primary | 14.3 SEER2 AC | 4 | PA5SAN54800W | 1191 | 1191 | 310 | 142.595 | 146 | 1789.595 | 660.405 | 2450
Arizona | Sigler | Payne | Primary | 14.3 SEER2 AC | 5 | PA5SAN56000W | 1374 | 1374 | 310 | 159.98 | 146 | 1989.98 | 660.02 | 2650
Colorado | Lohmiller | Payne | Primary | 13.4+ SEER2 AC | 1.5 | PA4SAN51800N | 823 | 843 | 310 | 109.535 | 146 | 1408.535 | 616.465 | 2025
Colorado | Lohmiller | Payne | Primary | 13.4+ SEER2 AC | 2 | PA4SAN52400N | 836 | 857 | 310 | 110.865 | 146 | 1423.865 | 601.135 | 2025
Colorado | Lohmiller | Payne | Primary | 13.4+ SEER2 AC | 2.5 | PA4SAN53000N | 872 | 893 | 310 | 114.285 | 146 | 1463.285 | 586.715 | 2050
Colorado | Lohmiller | Payne | Primary | 13.4+ SEER2 AC | 2.5 | PA4SAN53000N | 872 | 893 | 310 | 114.285 | 146 | 1463.285 | 586.715 | 2050
Colorado | Lohmiller | Payne | Primary | 13.4+ SEER2 AC | 3 | PA4SAN53600N | 977 | 1002 | 310 | 124.64 | 146 | 1582.64 | 567.36 | 2150
Colorado | Lohmiller | Payne | Primary | 13.4+ SEER2 AC | 3 | PA4SAN53600N | 977 | 1002 | 310 | 124.64 | 146 | 1582.64 | 567.36 | 2150
Colorado | Lohmiller | Payne | Primary | 13.4+ SEER2 AC | 3.5 | PA4SAN54200N | 1102 | 1130 | 310 | 136.8 | 146 | 1722.8 | 662.2 | 2385
Colorado | Lohmiller | Payne | Primary | 13.4+ SEER2 AC | 4 | PA4SAN54800N | 1305 | 1338 | 310 | 156.56 | 146 | 1950.56 | 499.44 | 2450
Colorado | Lohmiller | Payne | Primary | 13.4+ SEER2 AC | 4 | PA4SAN54800N | 1305 | 1338 | 310 | 156.56 | 146 | 1950.56 | 499.44 | 2450
Colorado | Lohmiller | Payne | Primary | 13.4+ SEER2 AC | 5 | PA4SAN56000N | 1433 | 1468 | 310 | 168.91 | 146 | 2092.91 | 557.09 | 2650
Florida | Baker | Grandaire | Primary | 14.3 SEER2 AC | 1.5 | W5A5S18AKAWA | 815 | 815 | 310 | 106.875 | 146 | 1377.875 | 647.125 | 2025
Florida | Baker | Grandaire | Primary | 14.3 SEER2 AC | 1.5 | W5A5S18AKAWA | 815 | 815 | 310 | 106.875 | 146 | 1377.875 | 647.125 | 2025
Florida | Baker | Grandaire | Primary | 14.3 SEER2 AC | 1.5 | W5A5S18AKAWA | 815 | 815 | 310 | 106.875 | 146 | 1377.875 | 647.125 | 2025
Florida | Baker | Grandaire | Primary | 14.3 SEER2 AC | 2 | W5A5S24AKAWA | 815 | 815 | 310 | 106.875 | 146 | 1377.875 | 647.125 | 2025
Florida | Baker | Grandaire | Primary | 14.3 SEER2 AC | 2 | W5A5S24AKAWA | 815 | 815 | 310 | 106.875 | 146 | 1377.875 | 647.125 | 2025
Florida | Baker | Grandaire | Primary | 14.3 SEER2 AC | 2 | W5A5S24AKAWA | 815 | 815 | 310 | 106.875 | 146 | 1377.875 | 647.125 | 2025
Florida | Baker | Grandaire | Primary | 14.3 SEER2 AC | 2.5 | W5A5S30AKAWA | 834 | 834 | 310 | 108.68 | 146 | 1398.68 | 651.32 | 2050
Florida | Baker | Grandaire | Primary | 14.3 SEER2 AC | 2.5 | W5A5S30AKAWA | 834 | 834 | 310 | 108.68 | 146 | 1398.68 | 651.32 | 2050
Florida | Baker | Grandaire | Primary | 14.3 SEER2 AC | 3 | W5A5S36AKAWA | 910 | 910 | 310 | 115.9 | 146 | 1481.9 | 668.1 | 2150
Florida | Baker | Grandaire | Primary | 14.3 SEER2 AC | 3 | W5A5S36AKAWA | 910 | 910 | 310 | 115.9 | 146 | 1481.9 | 668.1 | 2150
Florida | Baker | Grandaire | Primary | 14.3 SEER2 AC | 3.5 | W5A5S42AKAWA | 1144 | 1144 | 310 | 138.13 | 146 | 1738.13 | 646.87 | 2385
Florida | Baker | Grandaire | Primary | 14.3 SEER2 AC | 3.5 | W5A5S42AKAWA | 1144 | 1144 | 310 | 138.13 | 146 | 1738.13 | 646.87 | 2385
Florida | Baker | Grandaire | Primary | 14.3 SEER2 AC | 4 | W5A5S48AKAWA | 1191 | 1191 | 310 | 142.595 | 146 | 1789.595 | 660.405 | 2450
Florida | Baker | Grandaire | Primary | 14.3 SEER2 AC | 4 | W5A5S48AKAWA | 1191 | 1191 | 310 | 142.595 | 146 | 1789.595 | 660.405 | 2450
Florida | Baker | Grandaire | Primary | 14.3 SEER2 AC | 5 | W5A5S60AKAWA | 1374 | 1374 | 310 | 159.98 | 146 | 1989.98 | 660.02 | 2650
Florida | Baker | Grandaire | Primary | 14.3 SEER2 AC | 5 | W5A5S60AKAWA | 1374 | 1374 | 310 | 159.98 | 146 | 1989.98 | 660.02 | 2650
Florida | Baker | Grandaire | Primary | 14.3 SEER2 AC | 5 | W5A5S60AKAWA | 1374 | 1374 | 310 | 159.98 | 146 | 1989.98 | 660.02 | 2650
Georgia | Mingledorffs | Weathermaker | Primary | 14.3 SEER2 AC | 1.5 | PA5SAN51800W | 815 | 815 | 310 | 106.875 | 146 | 1377.875 | 647.125 | 2025
Georgia | Mingledorffs | Weathermaker | Primary | 14.3 SEER2 AC | 1.5 | PA5SAN51800W | 815 | 815 | 310 | 106.875 | 146 | 1377.875 | 647.125 | 2025
Georgia | Mingledorffs | Weathermaker | Primary | 14.3 SEER2 AC | 2 | PA5SAN52400W | 815 | 815 | 310 | 106.875 | 146 | 1377.875 | 647.125 | 2025
Georgia | Mingledorffs | Weathermaker | Primary | 14.3 SEER2 AC | 2 | PA5SAN52400W | 815 | 815 | 310 | 106.875 | 146 | 1377.875 | 647.125 | 2025
Georgia | Mingledorffs | Weathermaker | Primary | 14.3 SEER2 AC | 2 | PA5SAN52400W | 815 | 815 | 310 | 106.875 | 146 | 1377.875 | 647.125 | 2025
Georgia | Mingledorffs | Weathermaker | Primary | 14.3 SEER2 AC | 2.5 | PA5SAN53000W | 834 | 834 | 310 | 108.68 | 146 | 1398.68 | 651.32 | 2050
Georgia | Mingledorffs | Weathermaker | Primary | 14.3 SEER2 AC | 2.5 | PA5SAN53000W | 834 | 834 | 310 | 108.68 | 146 | 1398.68 | 651.32 | 2050
Georgia | Mingledorffs | Weathermaker | Primary | 14.3 SEER2 AC | 3 | PA5SAN53600W | 910 | 910 | 310 | 115.9 | 146 | 1481.9 | 668.1 | 2150
Georgia | Mingledorffs | Weathermaker | Primary | 14.3 SEER2 AC | 3 | PA5SAN53600W | 910 | 910 | 310 | 115.9 | 146 | 1481.9 | 668.1 | 2150
Georgia | Mingledorffs | Weathermaker | Primary | 14.3 SEER2 AC | 3.5 | PA5SAN54200W | 1144 | 1144 | 310 | 138.13 | 146 | 1738.13 | 646.87 | 2385
Georgia | Mingledorffs | Weathermaker | Primary | 14.3 SEER2 AC | 3.5 | PA5SAN54200W | 1144 | 1144 | 310 | 138.13 | 146 | 1738.13 | 646.87 | 2385
Georgia | Mingledorffs | Weathermaker | Primary | 14.3 SEER2 AC | 4 | PA5SAN54800W | 1191 | 1191 | 310 | 142.595 | 146 | 1789.595 | 660.405 | 2450
Georgia | Mingledorffs | Weathermaker | Primary | 14.3 SEER2 AC | 4 | PA5SAN54800W | 1191 | 1191 | 310 | 142.595 | 146 | 1789.595 | 660.405 | 2450
Georgia | Mingledorffs | Weathermaker | Primary | 14.3 SEER2 AC | 5 | PA5SAN56000W | 1374 | 1374 | 310 | 159.98 | 146 | 1989.98 | 660.02 | 2650
Georgia | Mingledorffs | Weathermaker | Primary | 14.3 SEER2 AC | 5 | PA5SAN56000W | 1374 | 1374 | 310 | 159.98 | 146 | 1989.98 | 660.02 | 2650
Illinois | TEC | Weathermaker | Primary | 14.3 SEER2 AC | 1.5 | PA5SAN51800W | 815 | 815 | 310 | 106.875 | 146 | 1377.875 | 647.125 | 2025
Illinois | TEC | Weathermaker | Primary | 14.3 SEER2 AC | 1.5 | PA5SAN51800W | 815 | 815 | 310 | 106.875 | 146 | 1377.875 | 647.125 | 2025
Illinois | TEC | Weathermaker | Primary | 14.3 SEER2 AC | 2 | PA5SAN52400W | 815 | 815 | 310 | 106.875 | 146 | 1377.875 | 647.125 | 2025
Illinois | TEC | Weathermaker | Primary | 14.3 SEER2 AC | 2 | PA5SAN52400W | 815 | 815 | 310 | 106.875 | 146 | 1377.875 | 647.125 | 2025
Illinois | TEC | Weathermaker | Primary | 14.3 SEER2 AC | 2 | PA5SAN52400W | 815 | 815 | 310 | 106.875 | 146 | 1377.875 | 647.125 | 2025
Illinois | TEC | Weathermaker | Primary | 14.3 SEER2 AC | 2.5 | PA5SAN53000W | 834 | 834 | 310 | 108.68 | 146 | 1398.68 | 651.32 | 2050
Illinois | TEC | Weathermaker | Primary | 14.3 SEER2 AC | 2.5 | PA5SAN53000W | 834 | 834 | 310 | 108.68 | 146 | 1398.68 | 651.32 | 2050
Illinois | TEC | Weathermaker | Primary | 14.3 SEER2 AC | 3 | PA5SAN53600W | 910 | 910 | 310 | 115.9 | 146 | 1481.9 | 668.1 | 2150
Illinois | TEC | Weathermaker | Primary | 14.3 SEER2 AC | 3 | PA5SAN53600W | 910 | 910 | 310 | 115.9 | 146 | 1481.9 | 668.1 | 2150
Illinois | TEC | Weathermaker | Primary | 14.3 SEER2 AC | 3.5 | PA5SAN54200W | 1144 | 1144 | 310 | 138.13 | 146 | 1738.13 | 646.87 | 2385
Illinois | TEC | Weathermaker | Primary | 14.3 SEER2 AC | 3.5 | PA5SAN54200W | 1144 | 1144 | 310 | 138.13 | 146 | 1738.13 | 646.87 | 2385
Illinois | TEC | Weathermaker | Primary | 14.3 SEER2 AC | 4 | PA5SAN54800W | 1191 | 1191 | 310 | 142.595 | 146 | 1789.595 | 660.405 | 2450
Illinois | TEC | Weathermaker | Primary | 14.3 SEER2 AC | 4 | PA5SAN54800W | 1191 | 1191 | 310 | 142.595 | 146 | 1789.595 | 660.405 | 2450
Illinois | TEC | Weathermaker | Primary | 14.3 SEER2 AC | 5 | PA5SAN56000W | 1374 | 1374 | 310 | 159.98 | 146 | 1989.98 | 660.02 | 2650
Illinois | TEC | Weathermaker | Primary | 14.3 SEER2 AC | 5 | PA5SAN56000W | 1374 | 1374 | 310 | 159.98 | 146 | 1989.98 | 660.02 | 2650
Indiana | Habegger | Day & Night (ICP) | Primary | 14.3 SEER2 AC | 1.5 | R5A4S18AKANA | 823 | 843 | 310 | 109.535 | 146 | 1408.535 | 616.465 | 2025
Indiana | Habegger | Day & Night (ICP) | Primary | 14.3 SEER2 AC | 2 | R5A4S24AKANA | 836 | 857 | 310 | 110.865 | 146 | 1423.865 | 601.135 | 2025
Indiana | Habegger | Day & Night (ICP) | Primary | 14.3 SEER2 AC | 2.5 | R5A4S30AKANA | 872 | 893 | 310 | 114.285 | 146 | 1463.285 | 586.715 | 2050
Indiana | Habegger | Day & Night (ICP) | Primary | 14.3 SEER2 AC | 3 | R5A4S36AKANA | 977 | 1002 | 310 | 124.64 | 146 | 1582.64 | 567.36 | 2150
Indiana | Habegger | Day & Night (ICP) | Primary | 14.3 SEER2 AC | 3.5 | R5A4S42AKANA | 1102 | 1130 | 310 | 136.8 | 146 | 1722.8 | 662.2 | 2385
Indiana | Habegger | Day & Night (ICP) | Primary | 14.3 SEER2 AC | 4 | R5A4S48AKANA | 1305 | 1338 | 310 | 156.56 | 146 | 1950.56 | 499.44 | 2450
Indiana | Habegger | Day & Night (ICP) | Primary | 14.3 SEER2 AC | 5 | R5A4S60AKANA | 1433 | 1468 | 310 | 168.91 | 146 | 2092.91 | 557.09 | 2650
Kansas | Baker | Grandaire | Primary | 14.3 SEER2 AC | 1.5 | W5A5S18AKAWA | 815 | 815 | 310 | 106.875 | 146 | 1377.875 | 647.125 | 2025
Kansas | Baker | Grandaire | Primary | 14.3 SEER2 AC | 1.5 | W5A5S18AKAWA | 815 | 815 | 310 | 106.875 | 146 | 1377.875 | 647.125 | 2025
Kansas | Baker | Grandaire | Primary | 14.3 SEER2 AC | 1.5 | W5A5S18AKAWA | 815 | 815 | 310 | 106.875 | 146 | 1377.875 | 647.125 | 2025
Kansas | Baker | Grandaire | Primary | 14.3 SEER2 AC | 2 | W5A5S24AKAWA | 815 | 815 | 310 | 106.875 | 146 | 1377.875 | 647.125 | 2025
Kansas | Baker | Grandaire | Primary | 14.3 SEER2 AC | 2 | W5A5S24AKAWA | 815 | 815 | 310 | 106.875 | 146 | 1377.875 | 647.125 | 2025
Kansas | Baker | Grandaire | Primary | 14.3 SEER2 AC | 2 | W5A5S24AKAWA | 815 | 815 | 310 | 106.875 | 146 | 1377.875 | 647.125 | 2025
Kansas | Baker | Grandaire | Primary | 14.3 SEER2 AC | 2.5 | W5A5S30AKAWA | 834 | 834 | 310 | 108.68 | 146 | 1398.68 | 651.32 | 2050
Kansas | Baker | Grandaire | Primary | 14.3 SEER2 AC | 2.5 | W5A5S30AKAWA | 834 | 834 | 310 | 108.68 | 146 | 1398.68 | 651.32 | 2050
Kansas | Baker | Grandaire | Primary | 14.3 SEER2 AC | 3 | W5A5S36AKAWA | 910 | 910 | 310 | 115.9 | 146 | 1481.9 | 668.1 | 2150
Kansas | Baker | Grandaire | Primary | 14.3 SEER2 AC | 3 | W5A5S36AKAWA | 910 | 910 | 310 | 115.9 | 146 | 1481.9 | 668.1 | 2150
Kansas | Baker | Grandaire | Primary | 14.3 SEER2 AC | 3.5 | W5A5S42AKAWA | 1144 | 1144 | 310 | 138.13 | 146 | 1738.13 | 646.87 | 2385
Kansas | Baker | Grandaire | Primary | 14.3 SEER2 AC | 3.5 | W5A5S42AKAWA | 1144 | 1144 | 310 | 138.13 | 146 | 1738.13 | 646.87 | 2385
Kansas | Baker | Grandaire | Primary | 14.3 SEER2 AC | 4 | W5A5S48AKAWA | 1191 | 1191 | 310 | 142.595 | 146 | 1789.595 | 660.405 | 2450
Kansas | Baker | Grandaire | Primary | 14.3 SEER2 AC | 4 | W5A5S48AKAWA | 1191 | 1191 | 310 | 142.595 | 146 | 1789.595 | 660.405 | 2450
Kansas | Baker | Grandaire | Primary | 14.3 SEER2 AC | 5 | W5A5S60AKAWA | 1374 | 1374 | 310 | 159.98 | 146 | 1989.98 | 660.02 | 2650
Kansas | Baker | Grandaire | Primary | 14.3 SEER2 AC | 5 | W5A5S60AKAWA | 1374 | 1374 | 310 | 159.98 | 146 | 1989.98 | 660.02 | 2650
Kansas | Baker | Grandaire | Primary | 14.3 SEER2 AC | 5 | W5A5S60AKAWA | 1374 | 1374 | 310 | 159.98 | 146 | 1989.98 | 660.02 | 2650
Minnesota | MN Air | Weathermaker | Primary | 14.3 SEER2 AC | 1.5 | PA5SAN51800W | 815 | 815 | 310 | 106.875 | 146 | 1377.875 | 647.125 | 2025
Minnesota | MN Air | Weathermaker | Primary | 14.3 SEER2 AC | 1.5 | PA5SAN51800W | 815 | 815 | 310 | 106.875 | 146 | 1377.875 | 647.125 | 2025
Minnesota | MN Air | Weathermaker | Primary | 14.3 SEER2 AC | 2 | PA5SAN52400W | 815 | 815 | 310 | 106.875 | 146 | 1377.875 | 647.125 | 2025
Minnesota | MN Air | Weathermaker | Primary | 14.3 SEER2 AC | 2 | PA5SAN52400W | 815 | 815 | 310 | 106.875 | 146 | 1377.875 | 647.125 | 2025
Minnesota | MN Air | Weathermaker | Primary | 14.3 SEER2 AC | 2 | PA5SAN52400W | 815 | 815 | 310 | 106.875 | 146 | 1377.875 | 647.125 | 2025
Minnesota | MN Air | Weathermaker | Primary | 14.3 SEER2 AC | 2.5 | PA5SAN53000W | 834 | 834 | 310 | 108.68 | 146 | 1398.68 | 651.32 | 2050
Minnesota | MN Air | Weathermaker | Primary | 14.3 SEER2 AC | 2.5 | PA5SAN53000W | 834 | 834 | 310 | 108.68 | 146 | 1398.68 | 651.32 | 2050
Minnesota | MN Air | Weathermaker | Primary | 14.3 SEER2 AC | 3 | PA5SAN53600W | 910 | 910 | 310 | 115.9 | 146 | 1481.9 | 668.1 | 2150
Minnesota | MN Air | Weathermaker | Primary | 14.3 SEER2 AC | 3 | PA5SAN53600W | 910 | 910 | 310 | 115.9 | 146 | 1481.9 | 668.1 | 2150
Minnesota | MN Air | Weathermaker | Primary | 14.3 SEER2 AC | 3.5 | PA5SAN54200W | 1144 | 1144 | 310 | 138.13 | 146 | 1738.13 | 646.87 | 2385
Minnesota | MN Air | Weathermaker | Primary | 14.3 SEER2 AC | 3.5 | PA5SAN54200W | 1144 | 1144 | 310 | 138.13 | 146 | 1738.13 | 646.87 | 2385
Minnesota | MN Air | Weathermaker | Primary | 14.3 SEER2 AC | 4 | PA5SAN54800W | 1191 | 1191 | 310 | 142.595 | 146 | 1789.595 | 660.405 | 2450
Minnesota | MN Air | Weathermaker | Primary | 14.3 SEER2 AC | 4 | PA5SAN54800W | 1191 | 1191 | 310 | 142.595 | 146 | 1789.595 | 660.405 | 2450
Minnesota | MN Air | Weathermaker | Primary | 14.3 SEER2 AC | 5 | PA5SAN56000W | 1374 | 1374 | 310 | 159.98 | 146 | 1989.98 | 660.02 | 2650
Minnesota | MN Air | Weathermaker | Primary | 14.3 SEER2 AC | 5 | PA5SAN56000W | 1374 | 1374 | 310 | 159.98 | 146 | 1989.98 | 660.02 | 2650
Missouri - St. Louis | Koch Air | Payne | Primary | 13.4+ SEER2 AC | 1.5 | PA4SAN51800N | 823 | 843 | 310 | 109.535 | 146 | 1408.535 | 616.465 | 2025
Missouri - St. Louis | Koch Air | Payne | Primary | 13.4+ SEER2 AC | 1.5 | PA4SAN51800N | 823 | 843 | 310 | 109.535 | 146 | 1408.535 | 616.465 | 2025
Missouri - St. Louis | Koch Air | Payne | Primary | 13.4+ SEER2 AC | 2 | PA4SAN52400N | 836 | 857 | 310 | 110.865 | 146 | 1423.865 | 601.135 | 2025
Missouri - St. Louis | Koch Air | Payne | Primary | 13.4+ SEER2 AC | 2 | PA4SAN52400N | 836 | 857 | 310 | 110.865 | 146 | 1423.865 | 601.135 | 2025
Missouri - St. Louis | Koch Air | Payne | Primary | 13.4+ SEER2 AC | 2 | PA4SAN52400N | 836 | 857 | 310 | 110.865 | 146 | 1423.865 | 601.135 | 2025
Missouri - St. Louis | Koch Air | Payne | Primary | 13.4+ SEER2 AC | 2.5 | PA4SAN53000N | 872 | 893 | 310 | 114.285 | 146 | 1463.285 | 586.715 | 2050
Missouri - St. Louis | Koch Air | Payne | Primary | 13.4+ SEER2 AC | 2.5 | PA4SAN53000N | 872 | 893 | 310 | 114.285 | 146 | 1463.285 | 586.715 | 2050
Missouri - St. Louis | Koch Air | Payne | Primary | 13.4+ SEER2 AC | 2.5 | PA4SAN53000N | 872 | 893 | 310 | 114.285 | 146 | 1463.285 | 586.715 | 2050
Missouri - St. Louis | Koch Air | Payne | Primary | 13.4+ SEER2 AC | 3 | PA4SAN53600N | 977 | 1002 | 310 | 124.64 | 146 | 1582.64 | 567.36 | 2150
Missouri - St. Louis | Koch Air | Payne | Primary | 13.4+ SEER2 AC | 3.5 | PA4SAN54200N | 1102 | 1130 | 310 | 136.8 | 146 | 1722.8 | 662.2 | 2385
Missouri - St. Louis | Koch Air | Payne | Primary | 13.4+ SEER2 AC | 3.5 | PA4SAN54200N | 1102 | 1130 | 310 | 136.8 | 146 | 1722.8 | 662.2 | 2385
Missouri - St. Louis | Koch Air | Payne | Primary | 13.4+ SEER2 AC | 4 | PA4SAN54800N | 1305 | 1338 | 310 | 156.56 | 146 | 1950.56 | 499.44 | 2450
Missouri - St. Louis | Koch Air | Payne | Primary | 13.4+ SEER2 AC | 4 | PA4SAN54800N | 1305 | 1338 | 310 | 156.56 | 146 | 1950.56 | 499.44 | 2450
Missouri - St. Louis | Koch Air | Payne | Primary | 13.4+ SEER2 AC | 5 | PA4SAN56000N | 1433 | 1468 | 310 | 168.91 | 146 | 2092.91 | 557.09 | 2650
Missouri - St. Louis | Koch Air | Payne | Primary | 13.4+ SEER2 AC | 5 | PA4SAN56000N | 1433 | 1468 | 310 | 168.91 | 146 | 2092.91 | 557.09 | 2650
Montana - South | Ferguson / Airefco | Day & Night | Primary | 14.3 SEER2 AC | 1.5 | R5A4S18AKANA | 823 | 843 | 310 | 109.535 | 146 | 1408.535 | 616.465 | 2025
Montana - South | Ferguson / Airefco | Day & Night | Primary | 14.3 SEER2 AC | 1.5 | R5A4S18AKANA | 823 | 843 | 310 | 109.535 | 146 | 1408.535 | 616.465 | 2025
Montana - South | Ferguson / Airefco | Day & Night | Primary | 14.3 SEER2 AC | 2 | R5A4S24AKANA | 836 | 857 | 310 | 110.865 | 146 | 1423.865 | 601.135 | 2025
Montana - South | Ferguson / Airefco | Day & Night | Primary | 14.3 SEER2 AC | 2 | R5A4S24AKANA | 836 | 857 | 310 | 110.865 | 146 | 1423.865 | 601.135 | 2025
Montana - South | Ferguson / Airefco | Day & Night | Primary | 14.3 SEER2 AC | 2.5 | R5A4S30AKANA | 872 | 893 | 310 | 114.285 | 146 | 1463.285 | 586.715 | 2050
Montana - South | Ferguson / Airefco | Day & Night | Primary | 14.3 SEER2 AC | 2.5 | R5A4S30AKANA | 872 | 893 | 310 | 114.285 | 146 | 1463.285 | 586.715 | 2050
Montana - South | Ferguson / Airefco | Day & Night | Primary | 14.3 SEER2 AC | 3 | R5A4S36AKANA | 977 | 1002 | 310 | 124.64 | 146 | 1582.64 | 567.36 | 2150
Montana - South | Ferguson / Airefco | Day & Night | Primary | 14.3 SEER2 AC | 3 | R5A4S36AKANA | 977 | 1002 | 310 | 124.64 | 146 | 1582.64 | 567.36 | 2150
Montana - South | Ferguson / Airefco | Day & Night | Primary | 14.3 SEER2 AC | 3.5 | R5A4S42AKANA | 1102 | 1130 | 310 | 136.8 | 146 | 1722.8 | 662.2 | 2385
Montana - South | Ferguson / Airefco | Day & Night | Primary | 14.3 SEER2 AC | 3.5 | R5A4S42AKANA | 1102 | 1130 | 310 | 136.8 | 146 | 1722.8 | 662.2 | 2385
Montana - South | Ferguson / Airefco | Day & Night | Primary | 14.3 SEER2 AC | 4 | R5A4S48AKANA | 1305 | 1338 | 310 | 156.56 | 146 | 1950.56 | 499.44 | 2450
Montana - South | Ferguson / Airefco | Day & Night | Primary | 14.3 SEER2 AC | 4 | R5A4S48AKANA | 1305 | 1338 | 310 | 156.56 | 146 | 1950.56 | 499.44 | 2450
Montana - South | Ferguson / Airefco | Day & Night | Primary | 14.3 SEER2 AC | 5 | R5A4S60AKANA | 1433 | 1468 | 310 | 168.91 | 146 | 2092.91 | 557.09 | 2650
Montana - South | Ferguson / Airefco | Day & Night | Primary | 14.3 SEER2 AC | 5 | R5A4S60AKANA | 1433 | 1468 | 310 | 168.91 | 146 | 2092.91 | 557.09 | 2650
Nevada | Sigler | Payne | Primary | 14.3 SEER2 AC | 1.5 | PA5SAN51800W | 815 | 815 | 310 | 106.875 | 146 | 1377.875 | 647.125 | 2025
Nevada | Sigler | Payne | Primary | 14.3 SEER2 AC | 2 | PA5SAN52400W | 815 | 815 | 310 | 106.875 | 146 | 1377.875 | 647.125 | 2025
Nevada | Sigler | Payne | Primary | 14.3 SEER2 AC | 2.5 | PA5SAN53000W | 834 | 834 | 310 | 108.68 | 146 | 1398.68 | 651.32 | 2050
Nevada | Sigler | Payne | Primary | 14.3 SEER2 AC | 3 | PA5SAN53600W | 910 | 910 | 310 | 115.9 | 146 | 1481.9 | 668.1 | 2150
Nevada | Sigler | Payne | Primary | 14.3 SEER2 AC | 3.5 | PA5SAN54200W | 1144 | 1144 | 310 | 138.13 | 146 | 1738.13 | 646.87 | 2385
Nevada | Sigler | Payne | Primary | 14.3 SEER2 AC | 4 | PA5SAN54800W | 1191 | 1191 | 310 | 142.595 | 146 | 1789.595 | 660.405 | 2450
Nevada | Sigler | Payne | Primary | 14.3 SEER2 AC | 5 | PA5SAN56000W | 1374 | 1374 | 310 | 159.98 | 146 | 1989.98 | 660.02 | 2650
North Carolina | Baker | Grandaire | Primary | 14.3 SEER2 AC | 1.5 | W5A5S18AKAWA | 815 | 815 | 310 | 106.875 | 146 | 1377.875 | 647.125 | 2025
North Carolina | Baker | Grandaire | Primary | 14.3 SEER2 AC | 1.5 | W5A5S18AKAWA | 815 | 815 | 310 | 106.875 | 146 | 1377.875 | 647.125 | 2025
North Carolina | Baker | Grandaire | Primary | 14.3 SEER2 AC | 1.5 | W5A5S18AKAWA | 815 | 815 | 310 | 106.875 | 146 | 1377.875 | 647.125 | 2025
North Carolina | Baker | Grandaire | Primary | 14.3 SEER2 AC | 2 | W5A5S24AKAWA | 815 | 815 | 310 | 106.875 | 146 | 1377.875 | 647.125 | 2025
North Carolina | Baker | Grandaire | Primary | 14.3 SEER2 AC | 2 | W5A5S24AKAWA | 815 | 815 | 310 | 106.875 | 146 | 1377.875 | 647.125 | 2025
North Carolina | Baker | Grandaire | Primary | 14.3 SEER2 AC | 2 | W5A5S24AKAWA | 815 | 815 | 310 | 106.875 | 146 | 1377.875 | 647.125 | 2025
North Carolina | Baker | Grandaire | Primary | 14.3 SEER2 AC | 2.5 | W5A5S30AKAWA | 834 | 834 | 310 | 108.68 | 146 | 1398.68 | 651.32 | 2050
North Carolina | Baker | Grandaire | Primary | 14.3 SEER2 AC | 2.5 | W5A5S30AKAWA | 834 | 834 | 310 | 108.68 | 146 | 1398.68 | 651.32 | 2050
North Carolina | Baker | Grandaire | Primary | 14.3 SEER2 AC | 3 | W5A5S36AKAWA | 910 | 910 | 310 | 115.9 | 146 | 1481.9 | 668.1 | 2150
North Carolina | Baker | Grandaire | Primary | 14.3 SEER2 AC | 3 | W5A5S36AKAWA | 910 | 910 | 310 | 115.9 | 146 | 1481.9 | 668.1 | 2150
North Carolina | Baker | Grandaire | Primary | 14.3 SEER2 AC | 3.5 | W5A5S42AKAWA | 1144 | 1144 | 310 | 138.13 | 146 | 1738.13 | 646.87 | 2385
North Carolina | Baker | Grandaire | Primary | 14.3 SEER2 AC | 3.5 | W5A5S42AKAWA | 1144 | 1144 | 310 | 138.13 | 146 | 1738.13 | 646.87 | 2385
North Carolina | Baker | Grandaire | Primary | 14.3 SEER2 AC | 4 | W5A5S48AKAWA | 1191 | 1191 | 310 | 142.595 | 146 | 1789.595 | 660.405 | 2450
North Carolina | Baker | Grandaire | Primary | 14.3 SEER2 AC | 4 | W5A5S48AKAWA | 1191 | 1191 | 310 | 142.595 | 146 | 1789.595 | 660.405 | 2450
North Carolina | Baker | Grandaire | Primary | 14.3 SEER2 AC | 5 | W5A5S60AKAWA | 1374 | 1374 | 310 | 159.98 | 146 | 1989.98 | 660.02 | 2650
North Carolina | Baker | Grandaire | Primary | 14.3 SEER2 AC | 5 | W5A5S60AKAWA | 1374 | 1374 | 310 | 159.98 | 146 | 1989.98 | 660.02 | 2650
North Carolina | Baker | Grandaire | Primary | 14.3 SEER2 AC | 5 | W5A5S60AKAWA | 1374 | 1374 | 310 | 159.98 | 146 | 1989.98 | 660.02 | 2650
Ohio - Columbus | Habegger | Payne | Primary | 14.3 SEER2 AC | 1.5 | PA5SAN51800W | 815 | 815 | 310 | 106.875 | 146 | 1377.875 | 647.125 | 2025
Ohio - Columbus | Habegger | Payne | Primary | 14.3 SEER2 AC | 2 | PA5SAN52400W | 815 | 815 | 310 | 106.875 | 146 | 1377.875 | 647.125 | 2025
Ohio - Columbus | Habegger | Payne | Primary | 14.3 SEER2 AC | 2.5 | PA5SAN53000W | 834 | 834 | 310 | 108.68 | 146 | 1398.68 | 651.32 | 2050
Ohio - Columbus | Habegger | Payne | Primary | 14.3 SEER2 AC | 3 | PA5SAN53600W | 910 | 910 | 310 | 115.9 | 146 | 1481.9 | 668.1 | 2150
Ohio - Columbus | Habegger | Payne | Primary | 14.3 SEER2 AC | 3.5 | PA5SAN54200W | 1144 | 1144 | 310 | 138.13 | 146 | 1738.13 | 646.87 | 2385
Ohio - Columbus | Habegger | Payne | Primary | 14.3 SEER2 AC | 4 | PA5SAN54800W | 1191 | 1191 | 310 | 142.595 | 146 | 1789.595 | 660.405 | 2450
Ohio - Columbus | Habegger | Payne | Primary | 14.3 SEER2 AC | 5 | PA5SAN56000W | 1374 | 1374 | 310 | 159.98 | 146 | 1989.98 | 660.02 | 2650
Ohio - North East | Habegger | Day & Night (ICP) | Primary | 14.3 SEER2 AC | 1.5 | R5A4S18AKANA | 823 | 843 | 310 | 109.535 | 146 | 1408.535 | 616.465 | 2025
Ohio - North East | Habegger | Day & Night (ICP) | Primary | 14.3 SEER2 AC | 1.5 | R5A5S18AKAWA | 815 | 815 | 310 | 106.875 | 146 | 1377.875 | 647.125 | 2025
Ohio - North East | Habegger | Day & Night (ICP) | Primary | 14.3 SEER2 AC | 2 | R5A4S24AKANA | 836 | 857 | 310 | 110.865 | 146 | 1423.865 | 601.135 | 2025
Ohio - North East | Habegger | Day & Night (ICP) | Primary | 14.3 SEER2 AC | 2 | R5A5S24AKAWA | 815 | 815 | 310 | 106.875 | 146 | 1377.875 | 647.125 | 2025
Ohio - North East | Habegger | Day & Night (ICP) | Primary | 14.3 SEER2 AC | 2.5 | R5A4S30AKANA | 872 | 893 | 310 | 114.285 | 146 | 1463.285 | 586.715 | 2050
Ohio - North East | Habegger | Day & Night (ICP) | Primary | 14.3 SEER2 AC | 2.5 | R5A5S30AKAWA | 834 | 834 | 310 | 108.68 | 146 | 1398.68 | 651.32 | 2050
Ohio - North East | Habegger | Day & Night (ICP) | Primary | 14.3 SEER2 AC | 3 | R5A4S36AKANA | 977 | 1002 | 310 | 124.64 | 146 | 1582.64 | 567.36 | 2150
Ohio - North East | Habegger | Day & Night (ICP) | Primary | 14.3 SEER2 AC | 3 | R5A5S36AKAWA | 910 | 910 | 310 | 115.9 | 146 | 1481.9 | 668.1 | 2150
Ohio - North East | Habegger | Day & Night (ICP) | Primary | 14.3 SEER2 AC | 3.5 | R5A4S42AKANA | 1102 | 1130 | 310 | 136.8 | 146 | 1722.8 | 662.2 | 2385
Ohio - North East | Habegger | Day & Night (ICP) | Primary | 14.3 SEER2 AC | 3.5 | R5A5S42AKAWA | 1144 | 1144 | 310 | 138.13 | 146 | 1738.13 | 646.87 | 2385
Ohio - North East | Habegger | Day & Night (ICP) | Primary | 14.3 SEER2 AC | 4 | R5A4S48AKANA | 1305 | 1338 | 310 | 156.56 | 146 | 1950.56 | 499.44 | 2450
Ohio - North East | Habegger | Day & Night (ICP) | Primary | 14.3 SEER2 AC | 4 | R5A5S48AKAWA | 1191 | 1191 | 310 | 142.595 | 146 | 1789.595 | 660.405 | 2450
Ohio - North East | Habegger | Day & Night (ICP) | Primary | 14.3 SEER2 AC | 5 | R5A4S60AKANA | 1433 | 1468 | 310 | 168.91 | 146 | 2092.91 | 557.09 | 2650
Ohio - North East | Habegger | Day & Night (ICP) | Primary | 14.3 SEER2 AC | 5 | R5A5S60AKAWA | 1374 | 1374 | 310 | 159.98 | 146 | 1989.98 | 660.02 | 2650
Ohio - South West | Habegger | Payne | Primary | 14.3 SEER2 AC | 1.5 | PA5SAN51800W | 815 | 815 | 310 | 106.875 | 146 | 1377.875 | 647.125 | 2025
Ohio - South West | Habegger | Payne | Primary | 14.3 SEER2 AC | 2 | PA5SAN52400W | 815 | 815 | 310 | 106.875 | 146 | 1377.875 | 647.125 | 2025
Ohio - South West | Habegger | Payne | Primary | 14.3 SEER2 AC | 2.5 | PA5SAN53000W | 834 | 834 | 310 | 108.68 | 146 | 1398.68 | 651.32 | 2050
Ohio - South West | Habegger | Payne | Primary | 14.3 SEER2 AC | 3 | PA5SAN53600W | 910 | 910 | 310 | 115.9 | 146 | 1481.9 | 668.1 | 2150
Ohio - South West | Habegger | Payne | Primary | 14.3 SEER2 AC | 3.5 | PA5SAN54200W | 1144 | 1144 | 310 | 138.13 | 146 | 1738.13 | 646.87 | 2385
Ohio - South West | Habegger | Payne | Primary | 14.3 SEER2 AC | 4 | PA5SAN54800W | 1191 | 1191 | 310 | 142.595 | 146 | 1789.595 | 660.405 | 2450
Ohio - South West | Habegger | Payne | Primary | 14.3 SEER2 AC | 5 | PA5SAN56000W | 1374 | 1374 | 310 | 159.98 | 146 | 1989.98 | 660.02 | 2650
Oklahoma | Baker | Grandaire | Primary | 14.3 SEER2 AC | 1.5 | W5A5S18AKAWA | 815 | 815 | 310 | 106.875 | 146 | 1377.875 | 647.125 | 2025
Oklahoma | Baker | Grandaire | Primary | 14.3 SEER2 AC | 1.5 | W5A5S18AKAWA | 815 | 815 | 310 | 106.875 | 146 | 1377.875 | 647.125 | 2025
Oklahoma | Baker | Grandaire | Primary | 14.3 SEER2 AC | 1.5 | W5A5S18AKAWA | 815 | 815 | 310 | 106.875 | 146 | 1377.875 | 647.125 | 2025
Oklahoma | Baker | Grandaire | Primary | 14.3 SEER2 AC | 2 | W5A5S24AKAWA | 815 | 815 | 310 | 106.875 | 146 | 1377.875 | 647.125 | 2025
Oklahoma | Baker | Grandaire | Primary | 14.3 SEER2 AC | 2 | W5A5S24AKAWA | 815 | 815 | 310 | 106.875 | 146 | 1377.875 | 647.125 | 2025
Oklahoma | Baker | Grandaire | Primary | 14.3 SEER2 AC | 2 | W5A5S24AKAWA | 815 | 815 | 310 | 106.875 | 146 | 1377.875 | 647.125 | 2025
Oklahoma | Baker | Grandaire | Primary | 14.3 SEER2 AC | 2.5 | W5A5S30AKAWA | 834 | 834 | 310 | 108.68 | 146 | 1398.68 | 651.32 | 2050
Oklahoma | Baker | Grandaire | Primary | 14.3 SEER2 AC | 2.5 | W5A5S30AKAWA | 834 | 834 | 310 | 108.68 | 146 | 1398.68 | 651.32 | 2050
Oklahoma | Baker | Grandaire | Primary | 14.3 SEER2 AC | 3 | W5A5S36AKAWA | 910 | 910 | 310 | 115.9 | 146 | 1481.9 | 668.1 | 2150
Oklahoma | Baker | Grandaire | Primary | 14.3 SEER2 AC | 3 | W5A5S36AKAWA | 910 | 910 | 310 | 115.9 | 146 | 1481.9 | 668.1 | 2150
Oklahoma | Baker | Grandaire | Primary | 14.3 SEER2 AC | 3.5 | W5A5S42AKAWA | 1144 | 1144 | 310 | 138.13 | 146 | 1738.13 | 646.87 | 2385
Oklahoma | Baker | Grandaire | Primary | 14.3 SEER2 AC | 3.5 | W5A5S42AKAWA | 1144 | 1144 | 310 | 138.13 | 146 | 1738.13 | 646.87 | 2385
Oklahoma | Baker | Grandaire | Primary | 14.3 SEER2 AC | 4 | W5A5S48AKAWA | 1191 | 1191 | 310 | 142.595 | 146 | 1789.595 | 660.405 | 2450
Oklahoma | Baker | Grandaire | Primary | 14.3 SEER2 AC | 4 | W5A5S48AKAWA | 1191 | 1191 | 310 | 142.595 | 146 | 1789.595 | 660.405 | 2450
Oklahoma | Baker | Grandaire | Primary | 14.3 SEER2 AC | 5 | W5A5S60AKAWA | 1374 | 1374 | 310 | 159.98 | 146 | 1989.98 | 660.02 | 2650
Oklahoma | Baker | Grandaire | Primary | 14.3 SEER2 AC | 5 | W5A5S60AKAWA | 1374 | 1374 | 310 | 159.98 | 146 | 1989.98 | 660.02 | 2650
Oklahoma | Baker | Grandaire | Primary | 14.3 SEER2 AC | 5 | W5A5S60AKAWA | 1374 | 1374 | 310 | 159.98 | 146 | 1989.98 | 660.02 | 2650
Oregon - West | Ferguson / Airefco | Day & Night | Primary | 14.3 SEER2 AC | 1.5 | R5A4S18AKANA | 823 | 843 | 310 | 109.535 | 146 | 1408.535 | 616.465 | 2025
Oregon - West | Ferguson / Airefco | Day & Night | Primary | 14.3 SEER2 AC | 1.5 | R5A4S18AKANA | 823 | 843 | 310 | 109.535 | 146 | 1408.535 | 616.465 | 2025
Oregon - West | Ferguson / Airefco | Day & Night | Primary | 14.3 SEER2 AC | 2 | R5A4S24AKANA | 836 | 857 | 310 | 110.865 | 146 | 1423.865 | 601.135 | 2025
Oregon - West | Ferguson / Airefco | Day & Night | Primary | 14.3 SEER2 AC | 2 | R5A4S24AKANA | 836 | 857 | 310 | 110.865 | 146 | 1423.865 | 601.135 | 2025
Oregon - West | Ferguson / Airefco | Day & Night | Primary | 14.3 SEER2 AC | 2.5 | R5A4S30AKANA | 872 | 893 | 310 | 114.285 | 146 | 1463.285 | 586.715 | 2050
Oregon - West | Ferguson / Airefco | Day & Night | Primary | 14.3 SEER2 AC | 2.5 | R5A4S30AKANA | 872 | 893 | 310 | 114.285 | 146 | 1463.285 | 586.715 | 2050
Oregon - West | Ferguson / Airefco | Day & Night | Primary | 14.3 SEER2 AC | 3 | R5A4S36AKANA | 977 | 1002 | 310 | 124.64 | 146 | 1582.64 | 567.36 | 2150
Oregon - West | Ferguson / Airefco | Day & Night | Primary | 14.3 SEER2 AC | 3 | R5A4S36AKANA | 977 | 1002 | 310 | 124.64 | 146 | 1582.64 | 567.36 | 2150
Oregon - West | Ferguson / Airefco | Day & Night | Primary | 14.3 SEER2 AC | 3.5 | R5A4S42AKANA | 1102 | 1130 | 310 | 136.8 | 146 | 1722.8 | 662.2 | 2385
Oregon - West | Ferguson / Airefco | Day & Night | Primary | 14.3 SEER2 AC | 3.5 | R5A4S42AKANA | 1102 | 1130 | 310 | 136.8 | 146 | 1722.8 | 662.2 | 2385
Oregon - West | Ferguson / Airefco | Day & Night | Primary | 14.3 SEER2 AC | 4 | R5A4S48AKANA | 1305 | 1338 | 310 | 156.56 | 146 | 1950.56 | 499.44 | 2450
Oregon - West | Ferguson / Airefco | Day & Night | Primary | 14.3 SEER2 AC | 4 | R5A4S48AKANA | 1305 | 1338 | 310 | 156.56 | 146 | 1950.56 | 499.44 | 2450
Oregon - West | Ferguson / Airefco | Day & Night | Primary | 14.3 SEER2 AC | 5 | R5A4S60AKANA | 1433 | 1468 | 310 | 168.91 | 146 | 2092.91 | 557.09 | 2650
Oregon - West | Ferguson / Airefco | Day & Night | Primary | 14.3 SEER2 AC | 5 | R5A4S60AKANA | 1433 | 1468 | 310 | 168.91 | 146 | 2092.91 | 557.09 | 2650
Pennsylvania - Pittsburgh | Habegger | Comfortmaker (ICP) | Primary | 14.3 SEER2 AC | 1.5 | R5A4S18AKANA | 823 | 843 | 310 | 109.535 | 146 | 1408.535 | 616.465 | 2025
Pennsylvania - Pittsburgh | Habegger | Comfortmaker (ICP) | Primary | 14.3 SEER2 AC | 1.5 | R5A5S18AKAWA | 815 | 815 | 310 | 106.875 | 146 | 1377.875 | 647.125 | 2025
Pennsylvania - Pittsburgh | Habegger | Comfortmaker (ICP) | Primary | 14.3 SEER2 AC | 2 | R5A4S24AKANA | 836 | 857 | 310 | 110.865 | 146 | 1423.865 | 601.135 | 2025
Pennsylvania - Pittsburgh | Habegger | Comfortmaker (ICP) | Primary | 14.3 SEER2 AC | 2 | R5A5S24AKAWA | 815 | 815 | 310 | 106.875 | 146 | 1377.875 | 647.125 | 2025
Pennsylvania - Pittsburgh | Habegger | Comfortmaker (ICP) | Primary | 14.3 SEER2 AC | 2.5 | R5A4S30AKANA | 872 | 893 | 310 | 114.285 | 146 | 1463.285 | 586.715 | 2050
Pennsylvania - Pittsburgh | Habegger | Comfortmaker (ICP) | Primary | 14.3 SEER2 AC | 2.5 | R5A5S30AKAWA | 834 | 834 | 310 | 108.68 | 146 | 1398.68 | 651.32 | 2050
Pennsylvania - Pittsburgh | Habegger | Comfortmaker (ICP) | Primary | 14.3 SEER2 AC | 3 | R5A4S36AKANA | 977 | 1002 | 310 | 124.64 | 146 | 1582.64 | 567.36 | 2150
Pennsylvania - Pittsburgh | Habegger | Comfortmaker (ICP) | Primary | 14.3 SEER2 AC | 3 | R5A5S36AKAWA | 910 | 910 | 310 | 115.9 | 146 | 1481.9 | 668.1 | 2150
Pennsylvania - Pittsburgh | Habegger | Comfortmaker (ICP) | Primary | 14.3 SEER2 AC | 3.5 | R5A4S42AKANA | 1102 | 1130 | 310 | 136.8 | 146 | 1722.8 | 662.2 | 2385
Pennsylvania - Pittsburgh | Habegger | Comfortmaker (ICP) | Primary | 14.3 SEER2 AC | 3.5 | R5A5S42AKAWA | 1144 | 1144 | 310 | 138.13 | 146 | 1738.13 | 646.87 | 2385
Pennsylvania - Pittsburgh | Habegger | Comfortmaker (ICP) | Primary | 14.3 SEER2 AC | 4 | R5A4S48AKANA | 1305 | 1338 | 310 | 156.56 | 146 | 1950.56 | 499.44 | 2450
Pennsylvania - Pittsburgh | Habegger | Comfortmaker (ICP) | Primary | 14.3 SEER2 AC | 4 | R5A5S48AKAWA | 1191 | 1191 | 310 | 142.595 | 146 | 1789.595 | 660.405 | 2450
Pennsylvania - Pittsburgh | Habegger | Comfortmaker (ICP) | Primary | 14.3 SEER2 AC | 5 | R5A4S60AKANA | 1433 | 1468 | 310 | 168.91 | 146 | 2092.91 | 557.09 | 2650
Pennsylvania - Pittsburgh | Habegger | Comfortmaker (ICP) | Primary | 14.3 SEER2 AC | 5 | R5A5S60AKAWA | 1374 | 1374 | 310 | 159.98 | 146 | 1989.98 | 660.02 | 2650
South Carolina | Baker | Grandaire | Primary | 14.3 SEER2 AC | 1.5 | W5A5S18AKAWA | 815 | 815 | 310 | 106.875 | 146 | 1377.875 | 647.125 | 2025
South Carolina | Baker | Grandaire | Primary | 14.3 SEER2 AC | 1.5 | W5A5S18AKAWA | 815 | 815 | 310 | 106.875 | 146 | 1377.875 | 647.125 | 2025
South Carolina | Baker | Grandaire | Primary | 14.3 SEER2 AC | 1.5 | W5A5S18AKAWA | 815 | 815 | 310 | 106.875 | 146 | 1377.875 | 647.125 | 2025
South Carolina | Baker | Grandaire | Primary | 14.3 SEER2 AC | 2 | W5A5S24AKAWA | 815 | 815 | 310 | 106.875 | 146 | 1377.875 | 647.125 | 2025
South Carolina | Baker | Grandaire | Primary | 14.3 SEER2 AC | 2 | W5A5S24AKAWA | 815 | 815 | 310 | 106.875 | 146 | 1377.875 | 647.125 | 2025
South Carolina | Baker | Grandaire | Primary | 14.3 SEER2 AC | 2 | W5A5S24AKAWA | 815 | 815 | 310 | 106.875 | 146 | 1377.875 | 647.125 | 2025
South Carolina | Baker | Grandaire | Primary | 14.3 SEER2 AC | 2.5 | W5A5S30AKAWA | 834 | 834 | 310 | 108.68 | 146 | 1398.68 | 651.32 | 2050
South Carolina | Baker | Grandaire | Primary | 14.3 SEER2 AC | 2.5 | W5A5S30AKAWA | 834 | 834 | 310 | 108.68 | 146 | 1398.68 | 651.32 | 2050
South Carolina | Baker | Grandaire | Primary | 14.3 SEER2 AC | 3 | W5A5S36AKAWA | 910 | 910 | 310 | 115.9 | 146 | 1481.9 | 668.1 | 2150
South Carolina | Baker | Grandaire | Primary | 14.3 SEER2 AC | 3 | W5A5S36AKAWA | 910 | 910 | 310 | 115.9 | 146 | 1481.9 | 668.1 | 2150
South Carolina | Baker | Grandaire | Primary | 14.3 SEER2 AC | 3.5 | W5A5S42AKAWA | 1144 | 1144 | 310 | 138.13 | 146 | 1738.13 | 646.87 | 2385
South Carolina | Baker | Grandaire | Primary | 14.3 SEER2 AC | 3.5 | W5A5S42AKAWA | 1144 | 1144 | 310 | 138.13 | 146 | 1738.13 | 646.87 | 2385
South Carolina | Baker | Grandaire | Primary | 14.3 SEER2 AC | 4 | W5A5S48AKAWA | 1191 | 1191 | 310 | 142.595 | 146 | 1789.595 | 660.405 | 2450
South Carolina | Baker | Grandaire | Primary | 14.3 SEER2 AC | 4 | W5A5S48AKAWA | 1191 | 1191 | 310 | 142.595 | 146 | 1789.595 | 660.405 | 2450
South Carolina | Baker | Grandaire | Primary | 14.3 SEER2 AC | 5 | W5A5S60AKAWA | 1374 | 1374 | 310 | 159.98 | 146 | 1989.98 | 660.02 | 2650
South Carolina | Baker | Grandaire | Primary | 14.3 SEER2 AC | 5 | W5A5S60AKAWA | 1374 | 1374 | 310 | 159.98 | 146 | 1989.98 | 660.02 | 2650
South Carolina | Baker | Grandaire | Primary | 14.3 SEER2 AC | 5 | W5A5S60AKAWA | 1374 | 1374 | 310 | 159.98 | 146 | 1989.98 | 660.02 | 2650
Tennessee - All Markets | Habegger | Tempstar (ICP) | Primary | 14.3 SEER2 AC | 1.5 | R5A4S18AKANA | 823 | 843 | 310 | 109.535 | 146 | 1408.535 | 616.465 | 2025
Tennessee - All Markets | Habegger | Tempstar (ICP) | Primary | 14.3 SEER2 AC | 2 | R5A4S24AKANA | 836 | 857 | 310 | 110.865 | 146 | 1423.865 | 601.135 | 2025
Tennessee - All Markets | Habegger | Tempstar (ICP) | Primary | 14.3 SEER2 AC | 2.5 | R5A4S30AKANA | 872 | 893 | 310 | 114.285 | 146 | 1463.285 | 586.715 | 2050
Tennessee - All Markets | Habegger | Tempstar (ICP) | Primary | 14.3 SEER2 AC | 3 | R5A4S36AKANA | 977 | 1002 | 310 | 124.64 | 146 | 1582.64 | 567.36 | 2150
Tennessee - All Markets | Habegger | Tempstar (ICP) | Primary | 14.3 SEER2 AC | 3.5 | R5A4S42AKANA | 1102 | 1130 | 310 | 136.8 | 146 | 1722.8 | 662.2 | 2385
Tennessee - All Markets | Habegger | Tempstar (ICP) | Primary | 14.3 SEER2 AC | 4 | R5A4S48AKANA | 1305 | 1338 | 310 | 156.56 | 146 | 1950.56 | 499.44 | 2450
Tennessee - All Markets | Habegger | Tempstar (ICP) | Primary | 14.3 SEER2 AC | 5 | R5A4S60AKANA | 1433 | 1468 | 310 | 168.91 | 146 | 2092.91 | 557.09 | 2650
Tennessee - Memphis | Sanders | Tempstar (ICP) | Primary | 14.3 SEER2 AC | 1.5 | R5A4S18AKANA | 823 | 843 | 310 | 109.535 | 146 | 1408.535 | 616.465 | 2025
Tennessee - Memphis | Sanders | Tempstar (ICP) | Primary | 14.3 SEER2 AC | 1.5 | R5A4S18AKANA | 823 | 843 | 310 | 109.535 | 146 | 1408.535 | 616.465 | 2025
Tennessee - Memphis | Sanders | Tempstar (ICP) | Primary | 14.3 SEER2 AC | 2 | R5A4S24AKANA | 836 | 857 | 310 | 110.865 | 146 | 1423.865 | 601.135 | 2025
Tennessee - Memphis | Sanders | Tempstar (ICP) | Primary | 14.3 SEER2 AC | 2 | R5A4S24AKANA | 836 | 857 | 310 | 110.865 | 146 | 1423.865 | 601.135 | 2025
Tennessee - Memphis | Sanders | Tempstar (ICP) | Primary | 14.3 SEER2 AC | 2.5 | R5A4S30AKANA | 872 | 893 | 310 | 114.285 | 146 | 1463.285 | 586.715 | 2050
Tennessee - Memphis | Sanders | Tempstar (ICP) | Primary | 14.3 SEER2 AC | 2.5 | R5A4S30AKANA | 872 | 893 | 310 | 114.285 | 146 | 1463.285 | 586.715 | 2050
Tennessee - Memphis | Sanders | Tempstar (ICP) | Primary | 14.3 SEER2 AC | 3 | R5A4S36AKANA | 977 | 1002 | 310 | 124.64 | 146 | 1582.64 | 567.36 | 2150
Tennessee - Memphis | Sanders | Tempstar (ICP) | Primary | 14.3 SEER2 AC | 3.5 | R5A4S42AKANA | 1102 | 1130 | 310 | 136.8 | 146 | 1722.8 | 662.2 | 2385
Tennessee - Memphis | Sanders | Tempstar (ICP) | Primary | 14.3 SEER2 AC | 3.5 | R5A4S42AKANA | 1102 | 1130 | 310 | 136.8 | 146 | 1722.8 | 662.2 | 2385
Tennessee - Memphis | Sanders | Tempstar (ICP) | Primary | 14.3 SEER2 AC | 4 | R5A4S48AKANA | 1305 | 1338 | 310 | 156.56 | 146 | 1950.56 | 499.44 | 2450
Tennessee - Memphis | Sanders | Tempstar (ICP) | Primary | 14.3 SEER2 AC | 4 | R5A4S48AKANA | 1305 | 1338 | 310 | 156.56 | 146 | 1950.56 | 499.44 | 2450
Tennessee - Memphis | Sanders | Tempstar (ICP) | Primary | 14.3 SEER2 AC | 5 | R5A4S60AKANA | 1433 | 1468 | 310 | 168.91 | 146 | 2092.91 | 557.09 | 2650
Tennessee - Memphis | Sanders | Tempstar (ICP) | Primary | 14.3 SEER2 AC | 5 | R5A4S60AKANA | 1433 | 1468 | 310 | 168.91 | 146 | 2092.91 | 557.09 | 2650
Texas - Central | Robert Madden | Day & Night (ICP) | Primary | 14.3 SEER2 AC | 1.5 | R5A5S18AKAWA | 815 | 815 | 310 | 106.875 | 146 | 1377.875 | 647.125 | 2025
Texas - Central | Robert Madden | Day & Night (ICP) | Primary | 14.3 SEER2 AC | 2 | R5A5S24AKAWA | 815 | 815 | 310 | 106.875 | 146 | 1377.875 | 647.125 | 2025
Texas - Central | Robert Madden | Day & Night (ICP) | Primary | 14.3 SEER2 AC | 2.5 | R5A5S30AKAWA | 834 | 834 | 310 | 108.68 | 146 | 1398.68 | 651.32 | 2050
Texas - Central | Robert Madden | Day & Night (ICP) | Primary | 14.3 SEER2 AC | 2.5 | R5A5S30AKAWA | 834 | 834 | 310 | 108.68 | 146 | 1398.68 | 651.32 | 2050
Texas - Central | Robert Madden | Day & Night (ICP) | Primary | 14.3 SEER2 AC | 3 | R5A5S36AKAWA | 910 | 910 | 310 | 115.9 | 146 | 1481.9 | 668.1 | 2150
Texas - Central | Robert Madden | Day & Night (ICP) | Primary | 14.3 SEER2 AC | 3.5 | R5A5S42AKAWA | 1144 | 1144 | 310 | 138.13 | 146 | 1738.13 | 646.87 | 2385
Texas - Central | Robert Madden | Day & Night (ICP) | Primary | 14.3 SEER2 AC | 3.5 | R5A5S42AKAWA | 1144 | 1144 | 310 | 138.13 | 146 | 1738.13 | 646.87 | 2385
Texas - Central | Robert Madden | Day & Night (ICP) | Primary | 14.3 SEER2 AC | 4 | R5A5S48AKAWA | 1191 | 1191 | 310 | 142.595 | 146 | 1789.595 | 660.405 | 2450
Texas - Central | Robert Madden | Day & Night (ICP) | Primary | 14.3 SEER2 AC | 4 | R5A5S48AKAWA | 1191 | 1191 | 310 | 142.595 | 146 | 1789.595 | 660.405 | 2450
Texas - Central | Robert Madden | Day & Night (ICP) | Primary | 14.3 SEER2 AC | 5 | R5A5S60AKAWA | 1374 | 1374 | 310 | 159.98 | 146 | 1989.98 | 660.02 | 2650
Texas - Central | Robert Madden | Day & Night (ICP) | Primary | 14.3 SEER2 AC | 5 | R5A5S60AKAWA | 1374 | 1374 | 310 | 159.98 | 146 | 1989.98 | 660.02 | 2650
Texas - West | Robert Madden | Payne | Primary | 14.3 SEER2 AC | 1.5 | PA5SAN51800W | 815 | 815 | 310 | 106.875 | 146 | 1377.875 | 647.125 | 2025
Texas - West | Robert Madden | Payne | Primary | 14.3 SEER2 AC | 2 | PA5SAN52400W | 815 | 815 | 310 | 106.875 | 146 | 1377.875 | 647.125 | 2025
Texas - West | Robert Madden | Payne | Primary | 14.3 SEER2 AC | 2.5 | PA5SAN53000W | 834 | 834 | 310 | 108.68 | 146 | 1398.68 | 651.32 | 2050
Texas - West | Robert Madden | Payne | Primary | 14.3 SEER2 AC | 3 | PA5SAN53600W | 910 | 910 | 310 | 115.9 | 146 | 1481.9 | 668.1 | 2150
Texas - West | Robert Madden | Payne | Primary | 14.3 SEER2 AC | 3.5 | PA5SAN54200W | 1144 | 1144 | 310 | 138.13 | 146 | 1738.13 | 646.87 | 2385
Texas - West | Robert Madden | Payne | Primary | 14.3 SEER2 AC | 4 | PA5SAN54800W | 1191 | 1191 | 310 | 142.595 | 146 | 1789.595 | 660.405 | 2450
Texas - West | Robert Madden | Payne | Primary | 14.3 SEER2 AC | 5 | PA5SAN56000W | 1374 | 1374 | 310 | 159.98 | 146 | 1989.98 | 660.02 | 2650
Virginia | Baker | Grandaire | Primary | 14.3 SEER2 AC | 1.5 | W5A5S18AKAWA | 815 | 815 | 310 | 106.875 | 146 | 1377.875 | 647.125 | 2025
Virginia | Baker | Grandaire | Primary | 14.3 SEER2 AC | 1.5 | W5A5S18AKAWA | 815 | 815 | 310 | 106.875 | 146 | 1377.875 | 647.125 | 2025
Virginia | Baker | Grandaire | Primary | 14.3 SEER2 AC | 1.5 | W5A5S18AKAWA | 815 | 815 | 310 | 106.875 | 146 | 1377.875 | 647.125 | 2025
Virginia | Baker | Grandaire | Primary | 14.3 SEER2 AC | 2 | W5A5S24AKAWA | 815 | 815 | 310 | 106.875 | 146 | 1377.875 | 647.125 | 2025
Virginia | Baker | Grandaire | Primary | 14.3 SEER2 AC | 2 | W5A5S24AKAWA | 815 | 815 | 310 | 106.875 | 146 | 1377.875 | 647.125 | 2025
Virginia | Baker | Grandaire | Primary | 14.3 SEER2 AC | 2 | W5A5S24AKAWA | 815 | 815 | 310 | 106.875 | 146 | 1377.875 | 647.125 | 2025
Virginia | Baker | Grandaire | Primary | 14.3 SEER2 AC | 2.5 | W5A5S30AKAWA | 834 | 834 | 310 | 108.68 | 146 | 1398.68 | 651.32 | 2050
Virginia | Baker | Grandaire | Primary | 14.3 SEER2 AC | 2.5 | W5A5S30AKAWA | 834 | 834 | 310 | 108.68 | 146 | 1398.68 | 651.32 | 2050
Virginia | Baker | Grandaire | Primary | 14.3 SEER2 AC | 3 | W5A5S36AKAWA | 910 | 910 | 310 | 115.9 | 146 | 1481.9 | 668.1 | 2150
Virginia | Baker | Grandaire | Primary | 14.3 SEER2 AC | 3 | W5A5S36AKAWA | 910 | 910 | 310 | 115.9 | 146 | 1481.9 | 668.1 | 2150
Virginia | Baker | Grandaire | Primary | 14.3 SEER2 AC | 3.5 | W5A5S42AKAWA | 1144 | 1144 | 310 | 138.13 | 146 | 1738.13 | 646.87 | 2385
Virginia | Baker | Grandaire | Primary | 14.3 SEER2 AC | 3.5 | W5A5S42AKAWA | 1144 | 1144 | 310 | 138.13 | 146 | 1738.13 | 646.87 | 2385
Virginia | Baker | Grandaire | Primary | 14.3 SEER2 AC | 4 | W5A5S48AKAWA | 1191 | 1191 | 310 | 142.595 | 146 | 1789.595 | 660.405 | 2450
Virginia | Baker | Grandaire | Primary | 14.3 SEER2 AC | 4 | W5A5S48AKAWA | 1191 | 1191 | 310 | 142.595 | 146 | 1789.595 | 660.405 | 2450
Virginia | Baker | Grandaire | Primary | 14.3 SEER2 AC | 5 | W5A5S60AKAWA | 1374 | 1374 | 310 | 159.98 | 146 | 1989.98 | 660.02 | 2650
Virginia | Baker | Grandaire | Primary | 14.3 SEER2 AC | 5 | W5A5S60AKAWA | 1374 | 1374 | 310 | 159.98 | 146 | 1989.98 | 660.02 | 2650
Virginia | Baker | Grandaire | Primary | 14.3 SEER2 AC | 5 | W5A5S60AKAWA | 1374 | 1374 | 310 | 159.98 | 146 | 1989.98 | 660.02 | 2650
Washington | Ferguson / Airefco | Day & Night | Primary | 14.3 SEER2 AC | 1.5 | R5A4S18AKANA | 823 | 843 | 310 | 109.535 | 146 | 1408.535 | 616.465 | 2025
Washington | Ferguson / Airefco | Day & Night | Primary | 14.3 SEER2 AC | 1.5 | R5A4S18AKANA | 823 | 843 | 310 | 109.535 | 146 | 1408.535 | 616.465 | 2025
Washington | Ferguson / Airefco | Day & Night | Primary | 14.3 SEER2 AC | 2 | R5A4S24AKANA | 836 | 857 | 310 | 110.865 | 146 | 1423.865 | 601.135 | 2025
Washington | Ferguson / Airefco | Day & Night | Primary | 14.3 SEER2 AC | 2 | R5A4S24AKANA | 836 | 857 | 310 | 110.865 | 146 | 1423.865 | 601.135 | 2025
Washington | Ferguson / Airefco | Day & Night | Primary | 14.3 SEER2 AC | 2.5 | R5A4S30AKANA | 872 | 893 | 310 | 114.285 | 146 | 1463.285 | 586.715 | 2050
Washington | Ferguson / Airefco | Day & Night | Primary | 14.3 SEER2 AC | 2.5 | R5A4S30AKANA | 872 | 893 | 310 | 114.285 | 146 | 1463.285 | 586.715 | 2050
Washington | Ferguson / Airefco | Day & Night | Primary | 14.3 SEER2 AC | 3 | R5A4S36AKANA | 977 | 1002 | 310 | 124.64 | 146 | 1582.64 | 567.36 | 2150
Washington | Ferguson / Airefco | Day & Night | Primary | 14.3 SEER2 AC | 3 | R5A4S36AKANA | 977 | 1002 | 310 | 124.64 | 146 | 1582.64 | 567.36 | 2150
Washington | Ferguson / Airefco | Day & Night | Primary | 14.3 SEER2 AC | 3.5 | R5A4S42AKANA | 1102 | 1130 | 310 | 136.8 | 146 | 1722.8 | 662.2 | 2385
Washington | Ferguson / Airefco | Day & Night | Primary | 14.3 SEER2 AC | 3.5 | R5A4S42AKANA | 1102 | 1130 | 310 | 136.8 | 146 | 1722.8 | 662.2 | 2385
Washington | Ferguson / Airefco | Day & Night | Primary | 14.3 SEER2 AC | 4 | R5A4S48AKANA | 1305 | 1338 | 310 | 156.56 | 146 | 1950.56 | 499.44 | 2450
Washington | Ferguson / Airefco | Day & Night | Primary | 14.3 SEER2 AC | 4 | R5A4S48AKANA | 1305 | 1338 | 310 | 156.56 | 146 | 1950.56 | 499.44 | 2450
Washington | Ferguson / Airefco | Day & Night | Primary | 14.3 SEER2 AC | 5 | R5A4S60AKANA | 1433 | 1468 | 310 | 168.91 | 146 | 2092.91 | 557.09 | 2650
Washington | Ferguson / Airefco | Day & Night | Primary | 14.3 SEER2 AC | 5 | R5A4S60AKANA | 1433 | 1468 | 310 | 168.91 | 146 | 2092.91 | 557.09 | 2650

## Furnace Only
HVAC Matchup Breakdown
| Labor Includes the Following: | [5 empty] | Items not Included with Full Installations: | [5 empty] | Price
| Scheduling City or County Inspections (Permit Costs Not Included) | [5 empty] | Permit Fees | [5 empty] | Priced Per Job
| All Required Workers Comp & Liability Insurance | [5 empty] | Ductwork Replacement and Modifications | [5 empty] | Reference Duct-Plenum SOW
| Direct Labor Costs to Complete the Installation | [5 empty] | Crane Rental for Roof Mounted Package Units | [5 empty] | Priced Per Job
| Indirect Labor & Overhead Costs such as AP, AR & Job Management | [5 empty] | Low NOx Emission Regulation Fee <-- For California Furnace Partial and Full Installs | [5 empty] | 150
| Average Tax Rate |  | 0.095 |  |  |  | HERS & CHEERS Rating Fee <-- For California Install (Price ranges from $150.00 - $300.00) | [5 empty] | Priced Per Job
[7 empty] | Roof Brackets/Curbs for roof Mounted Package Units | [5 empty] | Priced Per Job
[7 empty] | Gable Mount Engineering for Package Units Required by Code <--Central & South Florida | [5 empty] | 750
[7 empty] | Complete Drawing and Mechanical Design Submittals for Permitting | [5 empty] | 350
[7 empty] | Removal and Reinstallation of Attic Access Panels or Staircases | [5 empty] | (Repairs Completed by the GC)
$350 Material Pricing includes the following (as needed)
Region | Distributor | Brand | Guide | Matchup | Tonnage | Furnace | Price | Avg Material Price | Avg Sales Tax | Warranty | Sub Total | Labor | SOW Price | Furnace Material
Alabama | Mingledorffs | Weathermaker | Primary | 80% Furnace 45K BTU | 1.5 | PG80MSAA42045B | 533 | 350 | 83.885 | 188 | 1154.885 | 880.115 | 2035 | Digital 1/1 Thermostat
Alabama | Mingledorffs | Weathermaker | Primary | 80% Furnace 45K BTU | 1.5 | PG80MSAA36045A | 527 | 350 | 83.315 | 188 | 1148.315 | 886.685 | 2035 | Flexible Gas Connector
Alabama | Mingledorffs | Weathermaker | Primary | 80% Furnace 45K BTU | 2 | PG80MSAA36045A | 527 | 350 | 83.315 | 188 | 1148.315 | 886.685 | 2035 | 240V Whip & 240V Disconnect
Alabama | Mingledorffs | Weathermaker | Primary | 80% Furnace 70K BTU | 2 | PG80MSAA36070A | 533 | 350 | 83.885 | 188 | 1154.885 | 880.115 | 2035 | Return Plenum (Includes Filter Rack & Filter if Needed)
Alabama | Mingledorffs | Weathermaker | Primary | 80% Furnace 70K BTU | 2 | PG80MSAA36070B | 542 | 350 | 84.74 | 188 | 1164.74 | 870.26 | 2035 | 30x60 Emergency Drain Pan
Alabama | Mingledorffs | Weathermaker | Primary | 80% Furnace 70K BTU | 2.5 | PG80MSAA36070A | 533 | 350 | 83.885 | 188 | 1154.885 | 880.115 | 2035 | 1 Safety Switch for Emergency Pan
Alabama | Mingledorffs | Weathermaker | Primary | 80% Furnace 70K BTU | 2.5 | PG80MSAA36070B | 542 | 350 | 84.74 | 188 | 1164.74 | 870.26 | 2035 | PVC Drain Material
Alabama | Mingledorffs | Weathermaker | Primary | 80% Furnace 70K BTU | 3 | PG80MSAA36070B | 542 | 350 | 84.74 | 188 | 1164.74 | 885.26 | 2050 | Condensation Pump
Alabama | Mingledorffs | Weathermaker | Primary | 80% Furnace 90K BTU | 3 | PG80MSAA42090B | 539 | 350 | 84.455 | 188 | 1161.455 | 888.545 | 2050 | Ductwork Transition Material
Alabama | Mingledorffs | Weathermaker | Primary | 80% Furnace 70K BTU | 3.5 | PG80MSAA48070C | 559 | 350 | 86.355 | 188 | 1183.355 | 866.645 | 2050 | TXV
Alabama | Mingledorffs | Weathermaker | Primary | 80% Furnace 90K BTU | 3.5 | PG80MSAA48090C | 544 | 350 | 84.93 | 188 | 1166.93 | 883.07 | 2050 | Screws & Wire Nuts
Alabama | Mingledorffs | Weathermaker | Primary | 80% Furnace 70K BTU | 4 | PG80MSAA48070C | 559 | 350 | 86.355 | 188 | 1183.355 | 866.645 | 2050 | Freon (Up-to 2lbs)
Alabama | Mingledorffs | Weathermaker | Primary | 80% Furnace 90K BTU | 4 | PG80MSAA48090C | 544 | 350 | 84.93 | 188 | 1166.93 | 883.07 | 2050 | Misc Installation Supplies
Alabama | Mingledorffs | Weathermaker | Primary | 80% Furnace 90K BTU | 5 | PG80MSAA60090C | 552 | 350 | 85.69 | 188 | 1175.69 | 884.31 | 2060
Alabama | Mingledorffs | Weathermaker | Primary | 80% Furnace 110K BTU | 5 | PG80MSAA60110D | 569 | 350 | 87.305 | 188 | 1194.305 | 865.695 | 2060
Arizona | Sigler | Payne | Primary | 80% Furnace 45K BTU | 1.5 | PG80MSAA42045B | 533 | 350 | 83.885 | 188 | 1154.885 | 880.115 | 2035
Arizona | Sigler | Payne | Primary | 80% Furnace 70K BTU | 2 | PG80MSAA36070A | 533 | 350 | 83.885 | 188 | 1154.885 | 880.115 | 2035
Arizona | Sigler | Payne | Primary | 80% Furnace 70K BTU | 2.5 | PG80MSAA36070A | 533 | 350 | 83.885 | 188 | 1154.885 | 880.115 | 2035
Arizona | Sigler | Payne | Primary | 80% Furnace 90K BTU | 3 | PG80MSAA42090B | 539 | 350 | 84.455 | 188 | 1161.455 | 888.545 | 2050
Arizona | Sigler | Payne | Primary | 80% Furnace 90K BTU | 3.5 | PG80MSAA48090C | 544 | 350 | 84.93 | 188 | 1166.93 | 883.07 | 2050
Arizona | Sigler | Payne | Primary | 80% Furnace 70K BTU | 4 | PG80MSAA48070C | 559 | 350 | 86.355 | 188 | 1183.355 | 866.645 | 2050
Arizona | Sigler | Payne | Primary | 80% Furnace 90K BTU | 5 | PG80MSAA60090C | 552 | 350 | 85.69 | 188 | 1175.69 | 884.31 | 2060
Colorado | Lohmiller | Payne | Primary | 80% Furnace 45K BTU | 1.5 | PG80MSAA42045B | 533 | 350 | 83.885 | 188 | 1154.885 | 880.115 | 2035
Colorado | Lohmiller | Payne | Primary | 80% Furnace 70K BTU | 2 | PG80MSAA36070A | 533 | 350 | 83.885 | 188 | 1154.885 | 880.115 | 2035
Colorado | Lohmiller | Payne | Primary | 80% Furnace 70K BTU | 2.5 | PG80MSAA36070A | 533 | 350 | 83.885 | 188 | 1154.885 | 880.115 | 2035
Colorado | Lohmiller | Payne | Primary | 80% Furnace 70K BTU | 2.5 | PG80MSAA36070B | 542 | 350 | 84.74 | 188 | 1164.74 | 870.26 | 2035
Colorado | Lohmiller | Payne | Primary | 80% Furnace 70K BTU | 3 | PG80MSAA36070B | 542 | 350 | 84.74 | 188 | 1164.74 | 885.26 | 2050
Colorado | Lohmiller | Payne | Primary | 80% Furnace 90K BTU | 3 | PG80MSAA42090B | 539 | 350 | 84.455 | 188 | 1161.455 | 888.545 | 2050
Colorado | Lohmiller | Payne | Primary | 80% Furnace 70K BTU | 3.5 | PG80MSAA48070C | 559 | 350 | 86.355 | 188 | 1183.355 | 866.645 | 2050
Colorado | Lohmiller | Payne | Primary | 80% Furnace 70K BTU | 4 | PG80MSAA48070C | 559 | 350 | 86.355 | 188 | 1183.355 | 866.645 | 2050
Colorado | Lohmiller | Payne | Primary | 80% Furnace 90K BTU | 4 | PG80MSAA48090C | 544 | 350 | 84.93 | 188 | 1166.93 | 883.07 | 2050
Colorado | Lohmiller | Payne | Primary | 80% Furnace 90K BTU | 5 | PG80MSAA60090C | 552 | 350 | 85.69 | 188 | 1175.69 | 884.31 | 2060
Florida | Baker | Grandaire | Primary | 80% Furnace 45K BTU | 1.5 | WFER045A036C | 527 | 350 | 83.315 | 188 | 1148.315 | 886.685 | 2035
Florida | Baker | Grandaire | Primary | 80% Furnace 70K BTU | 1.5 | WFER070B036C | 553 | 350 | 85.785 | 188 | 1176.785 | 858.215 | 2035
Florida | Baker | Grandaire | Primary | 80% Furnace 70K BTU | 1.5 | WFER070B036C | 553 | 350 | 85.785 | 188 | 1176.785 | 858.215 | 2035
Florida | Baker | Grandaire | Primary | 80% Furnace 45K BTU | 2 | WFER045A036C | 527 | 350 | 83.315 | 188 | 1148.315 | 886.685 | 2035
Florida | Baker | Grandaire | Primary | 80% Furnace 70K BTU | 2 | WFER070B036C | 553 | 350 | 85.785 | 188 | 1176.785 | 858.215 | 2035
Florida | Baker | Grandaire | Primary | 80% Furnace 70K BTU | 2 | WFER070B036C | 553 | 350 | 85.785 | 188 | 1176.785 | 858.215 | 2035
Florida | Baker | Grandaire | Primary | 80% Furnace 70K BTU | 2.5 | WFER070B036C | 553 | 350 | 85.785 | 188 | 1176.785 | 858.215 | 2035
Florida | Baker | Grandaire | Primary | 80% Furnace 70K BTU | 2.5 | WFER070B036C | 553 | 350 | 85.785 | 188 | 1176.785 | 858.215 | 2035
Florida | Baker | Grandaire | Primary | 80% Furnace 70K BTU | 3 | WFER070B036C | 553 | 350 | 85.785 | 188 | 1176.785 | 873.215 | 2050
Florida | Baker | Grandaire | Primary | 80% Furnace 90K BTU | 3 | WFER090B042C | 544 | 350 | 84.93 | 188 | 1166.93 | 883.07 | 2050
Florida | Baker | Grandaire | Primary | 80% Furnace 90K BTU | 3.5 | WFER090C048C | 552 | 350 | 85.69 | 188 | 1175.69 | 874.31 | 2050
Florida | Baker | Grandaire | Primary | 80% Furnace 90K BTU | 3.5 | WFER090C048C | 552 | 350 | 85.69 | 188 | 1175.69 | 874.31 | 2050
Florida | Baker | Grandaire | Primary | 80% Furnace 90K BTU | 4 | WFER090C048C | 552 | 350 | 85.69 | 188 | 1175.69 | 874.31 | 2050
Florida | Baker | Grandaire | Primary | 80% Furnace 90K BTU | 4 | WFER090C048C | 552 | 350 | 85.69 | 188 | 1175.69 | 874.31 | 2050
Florida | Baker | Grandaire | Primary | 80% Furnace 90K BTU | 5 | WFER090C048C | 552 | 350 | 85.69 | 188 | 1175.69 | 884.31 | 2060
Florida | Baker | Grandaire | Primary | 80% Furnace 135K BTU | 5 | WFER135D060C | 575 | 350 | 87.875 | 188 | 1200.875 | 859.125 | 2060
Florida | Baker | Grandaire | Primary | 80% Furnace 90K BTU | 5 | WFER090C048C | 552 | 350 | 85.69 | 188 | 1175.69 | 884.31 | 2060
Georgia | Mingledorffs | Weathermaker | Primary | 80% Furnace 45K BTU | 1.5 | PG80MSAA42045B | 533 | 350 | 83.885 | 188 | 1154.885 | 880.115 | 2035
Georgia | Mingledorffs | Weathermaker | Primary | 80% Furnace 45K BTU | 1.5 | PG80MSAA36045A | 527 | 350 | 83.315 | 188 | 1148.315 | 886.685 | 2035
Georgia | Mingledorffs | Weathermaker | Primary | 80% Furnace 45K BTU | 2 | PG80MSAA36045A | 527 | 350 | 83.315 | 188 | 1148.315 | 886.685 | 2035
Georgia | Mingledorffs | Weathermaker | Primary | 80% Furnace 70K BTU | 2 | PG80MSAA36070A | 533 | 350 | 83.885 | 188 | 1154.885 | 880.115 | 2035
Georgia | Mingledorffs | Weathermaker | Primary | 80% Furnace 70K BTU | 2 | PG80MSAA36070B | 542 | 350 | 84.74 | 188 | 1164.74 | 870.26 | 2035
Georgia | Mingledorffs | Weathermaker | Primary | 80% Furnace 70K BTU | 2.5 | PG80MSAA36070A | 533 | 350 | 83.885 | 188 | 1154.885 | 880.115 | 2035
Georgia | Mingledorffs | Weathermaker | Primary | 80% Furnace 70K BTU | 2.5 | PG80MSAA36070B | 542 | 350 | 84.74 | 188 | 1164.74 | 870.26 | 2035
Georgia | Mingledorffs | Weathermaker | Primary | 80% Furnace 70K BTU | 3 | PG80MSAA36070B | 542 | 350 | 84.74 | 188 | 1164.74 | 885.26 | 2050
Georgia | Mingledorffs | Weathermaker | Primary | 80% Furnace 90K BTU | 3 | PG80MSAA42090B | 539 | 350 | 84.455 | 188 | 1161.455 | 888.545 | 2050
Georgia | Mingledorffs | Weathermaker | Primary | 80% Furnace 70K BTU | 3.5 | PG80MSAA48070C | 559 | 350 | 86.355 | 188 | 1183.355 | 866.645 | 2050
Georgia | Mingledorffs | Weathermaker | Primary | 80% Furnace 90K BTU | 3.5 | PG80MSAA48090C | 544 | 350 | 84.93 | 188 | 1166.93 | 883.07 | 2050
Georgia | Mingledorffs | Weathermaker | Primary | 80% Furnace 70K BTU | 4 | PG80MSAA48070C | 559 | 350 | 86.355 | 188 | 1183.355 | 866.645 | 2050
Georgia | Mingledorffs | Weathermaker | Primary | 80% Furnace 90K BTU | 4 | PG80MSAA48090C | 544 | 350 | 84.93 | 188 | 1166.93 | 883.07 | 2050
Georgia | Mingledorffs | Weathermaker | Primary | 80% Furnace 90K BTU | 5 | PG80MSAA60090C | 552 | 350 | 85.69 | 188 | 1175.69 | 884.31 | 2060
Georgia | Mingledorffs | Weathermaker | Primary | 80% Furnace 110K BTU | 5 | PG80MSAA60110D | 569 | 350 | 87.305 | 188 | 1194.305 | 865.695 | 2060
Illinois | TEC | Weathermaker | Primary | 80% Furnace 45K BTU | 1.5 | PG80MSAA42045B | 533 | 350 | 83.885 | 188 | 1154.885 | 880.115 | 2035
Illinois | TEC | Weathermaker | Primary | 80% Furnace 70K BTU | 1.5 | PG80MSAA36045A | 527 | 350 | 83.315 | 188 | 1148.315 | 886.685 | 2035
Illinois | TEC | Weathermaker | Primary | 80% Furnace 45K BTU | 2 | PG80MSAA36045A | 527 | 350 | 83.315 | 188 | 1148.315 | 886.685 | 2035
Illinois | TEC | Weathermaker | Primary | 80% Furnace 70K BTU | 2 | PG80MSAA36070A | 533 | 350 | 83.885 | 188 | 1154.885 | 880.115 | 2035
Illinois | TEC | Weathermaker | Primary | 80% Furnace 70K BTU | 2 | PG80MSAA36070B | 542 | 350 | 84.74 | 188 | 1164.74 | 870.26 | 2035
Illinois | TEC | Weathermaker | Primary | 80% Furnace 70K BTU | 2.5 | PG80MSAA36070A | 533 | 350 | 83.885 | 188 | 1154.885 | 880.115 | 2035
Illinois | TEC | Weathermaker | Primary | 80% Furnace 70K BTU | 2.5 | PG80MSAA36070B | 542 | 350 | 84.74 | 188 | 1164.74 | 870.26 | 2035
Illinois | TEC | Weathermaker | Primary | 80% Furnace 70K BTU | 3 | PG80MSAA36070B | 542 | 350 | 84.74 | 188 | 1164.74 | 885.26 | 2050
Illinois | TEC | Weathermaker | Primary | 80% Furnace 90K BTU | 3 | PG80MSAA42090B | 539 | 350 | 84.455 | 188 | 1161.455 | 888.545 | 2050
Illinois | TEC | Weathermaker | Primary | 80% Furnace 70K BTU | 3.5 | PG80MSAA48070C | 559 | 350 | 86.355 | 188 | 1183.355 | 866.645 | 2050
Illinois | TEC | Weathermaker | Primary | 80% Furnace 90K BTU | 3.5 | PG80MSAA48090C | 544 | 350 | 84.93 | 188 | 1166.93 | 883.07 | 2050
Illinois | TEC | Weathermaker | Primary | 80% Furnace 70K BTU | 4 | PG80MSAA48070C | 559 | 350 | 86.355 | 188 | 1183.355 | 866.645 | 2050
Illinois | TEC | Weathermaker | Primary | 80% Furnace 90K BTU | 4 | PG80MSAA48090C | 544 | 350 | 84.93 | 188 | 1166.93 | 883.07 | 2050
Illinois | TEC | Weathermaker | Primary | 80% Furnace 90K BTU | 5 | PG80MSAA60090C | 552 | 350 | 85.69 | 188 | 1175.69 | 884.31 | 2060
Illinois | TEC | Weathermaker | Primary | 80% Furnace 110K BTU | 5 | PG80MSAA60110D | 569 | 350 | 87.305 | 188 | 1194.305 | 865.695 | 2060
Indiana | Habegger | Day & Night (ICP) | Primary | 80% Furnace 70K BTU | 1.5 | N80MSN0701412A | 533 | 350 | 83.885 | 188 | 1154.885 | 880.115 | 2035
Indiana | Habegger | Day & Night (ICP) | Primary | 80% Furnace 70K BTU | 2 | N80MSN0701412A | 533 | 350 | 83.885 | 188 | 1154.885 | 880.115 | 2035
Indiana | Habegger | Day & Night (ICP) | Primary | 80% Furnace 70K BTU | 2.5 | N80MSN0701412A | 533 | 350 | 83.885 | 188 | 1154.885 | 880.115 | 2035
Indiana | Habegger | Day & Night (ICP) | Primary | 80% Furnace 70K BTU | 3 | N80MSN0701412A | 533 | 350 | 83.885 | 188 | 1154.885 | 895.115 | 2050
Indiana | Habegger | Day & Night (ICP) | Primary | 80% Furnace 70K BTU | 3.5 | N80MSN0701716A | 553 | 350 | 85.785 | 188 | 1176.785 | 873.215 | 2050
Indiana | Habegger | Day & Night (ICP) | Primary | 80% Furnace 70K BTU | 4 | N80MSN0701716A | 553 | 350 | 85.785 | 188 | 1176.785 | 873.215 | 2050
Indiana | Habegger | Day & Night (ICP) | Primary | 80% Furnace 90K BTU | 5 | N80MSN0902120A | 552 | 350 | 85.69 | 188 | 1175.69 | 884.31 | 2060
Kansas | Baker | Grandaire | Primary | 80% Furnace 45K BTU | 1.5 | WFER045A036C | 527 | 350 | 83.315 | 188 | 1148.315 | 886.685 | 2035
Kansas | Baker | Grandaire | Primary | 80% Furnace 70K BTU | 1.5 | WFER070B036C | 553 | 350 | 85.785 | 188 | 1176.785 | 858.215 | 2035
Kansas | Baker | Grandaire | Primary | 80% Furnace 70K BTU | 1.5 | WFER070B036C | 553 | 350 | 85.785 | 188 | 1176.785 | 858.215 | 2035
Kansas | Baker | Grandaire | Primary | 80% Furnace 45K BTU | 2 | WFER045A036C | 527 | 350 | 83.315 | 188 | 1148.315 | 886.685 | 2035
Kansas | Baker | Grandaire | Primary | 80% Furnace 70K BTU | 2 | WFER070B036C | 553 | 350 | 85.785 | 188 | 1176.785 | 858.215 | 2035
Kansas | Baker | Grandaire | Primary | 80% Furnace 70K BTU | 2 | WFER070B036C | 553 | 350 | 85.785 | 188 | 1176.785 | 858.215 | 2035
Kansas | Baker | Grandaire | Primary | 80% Furnace 70K BTU | 2.5 | WFER070B036C | 553 | 350 | 85.785 | 188 | 1176.785 | 858.215 | 2035
Kansas | Baker | Grandaire | Primary | 80% Furnace 70K BTU | 2.5 | WFER070B036C | 553 | 350 | 85.785 | 188 | 1176.785 | 858.215 | 2035
Kansas | Baker | Grandaire | Primary | 80% Furnace 70K BTU | 3 | WFER070B036C | 553 | 350 | 85.785 | 188 | 1176.785 | 873.215 | 2050
Kansas | Baker | Grandaire | Primary | 80% Furnace 90K BTU | 3 | WFER090B042C | 544 | 350 | 84.93 | 188 | 1166.93 | 883.07 | 2050
Kansas | Baker | Grandaire | Primary | 80% Furnace 90K BTU | 3.5 | WFER090C048C | 552 | 350 | 85.69 | 188 | 1175.69 | 874.31 | 2050
Kansas | Baker | Grandaire | Primary | 80% Furnace 90K BTU | 3.5 | WFER090C048C | 552 | 350 | 85.69 | 188 | 1175.69 | 874.31 | 2050
Kansas | Baker | Grandaire | Primary | 80% Furnace 90K BTU | 4 | WFER090C048C | 552 | 350 | 85.69 | 188 | 1175.69 | 874.31 | 2050
Kansas | Baker | Grandaire | Primary | 80% Furnace 90K BTU | 4 | WFER090C048C | 552 | 350 | 85.69 | 188 | 1175.69 | 874.31 | 2050
Kansas | Baker | Grandaire | Primary | 80% Furnace 90K BTU | 5 | WFER090C048C | 552 | 350 | 85.69 | 188 | 1175.69 | 884.31 | 2060
Kansas | Baker | Grandaire | Primary | 80% Furnace 135K BTU | 5 | WFER135D060C | 575 | 350 | 87.875 | 188 | 1200.875 | 859.125 | 2060
Kansas | Baker | Grandaire | Primary | 80% Furnace 90K BTU | 5 | WFER090C048C | 552 | 350 | 85.69 | 188 | 1175.69 | 884.31 | 2060
Minnesota | MN Air | Weathermaker | Primary | 80% Furnace 45K BTU | 1.5 | PG80MSAA42045B | 533 | 350 | 83.885 | 188 | 1154.885 | 880.115 | 2035
Minnesota | MN Air | Weathermaker | Primary | 80% Furnace 45K BTU | 1.5 | PG80MSAA36045A | 527 | 350 | 83.315 | 188 | 1148.315 | 886.685 | 2035
Minnesota | MN Air | Weathermaker | Primary | 80% Furnace 45K BTU | 2 | PG80MSAA36045A | 527 | 350 | 83.315 | 188 | 1148.315 | 886.685 | 2035
Minnesota | MN Air | Weathermaker | Primary | 80% Furnace 70K BTU | 2 | PG80MSAA36070A | 533 | 350 | 83.885 | 188 | 1154.885 | 880.115 | 2035
Minnesota | MN Air | Weathermaker | Primary | 80% Furnace 70K BTU | 2 | PG80MSAA36070B | 542 | 350 | 84.74 | 188 | 1164.74 | 870.26 | 2035
Minnesota | MN Air | Weathermaker | Primary | 80% Furnace 70K BTU | 2.5 | PG80MSAA36070A | 533 | 350 | 83.885 | 188 | 1154.885 | 880.115 | 2035
Minnesota | MN Air | Weathermaker | Primary | 80% Furnace 70K BTU | 2.5 | PG80MSAA36070B | 542 | 350 | 84.74 | 188 | 1164.74 | 870.26 | 2035
Minnesota | MN Air | Weathermaker | Primary | 80% Furnace 70K BTU | 3 | PG80MSAA36070B | 542 | 350 | 84.74 | 188 | 1164.74 | 885.26 | 2050
Minnesota | MN Air | Weathermaker | Primary | 80% Furnace 90K BTU | 3 | PG80MSAA42090B | 539 | 350 | 84.455 | 188 | 1161.455 | 888.545 | 2050
Minnesota | MN Air | Weathermaker | Primary | 80% Furnace 70K BTU | 3.5 | PG80MSAA48070C | 559 | 350 | 86.355 | 188 | 1183.355 | 866.645 | 2050
Minnesota | MN Air | Weathermaker | Primary | 80% Furnace 90K BTU | 3.5 | PG80MSAA48090C | 544 | 350 | 84.93 | 188 | 1166.93 | 883.07 | 2050
Minnesota | MN Air | Weathermaker | Primary | 80% Furnace 70K BTU | 4 | PG80MSAA48070C | 559 | 350 | 86.355 | 188 | 1183.355 | 866.645 | 2050
Minnesota | MN Air | Weathermaker | Primary | 80% Furnace 90K BTU | 4 | PG80MSAA48090C | 544 | 350 | 84.93 | 188 | 1166.93 | 883.07 | 2050
Minnesota | MN Air | Weathermaker | Primary | 80% Furnace 90K BTU | 5 | PG80MSAA60090C | 552 | 350 | 85.69 | 188 | 1175.69 | 884.31 | 2060
Minnesota | MN Air | Weathermaker | Primary | 80% Furnace 110K BTU | 5 | PG80MSAA60110D | 569 | 350 | 87.305 | 188 | 1194.305 | 865.695 | 2060
Missouri - St. Louis | Koch Air | Payne | Primary | 80% Furnace 45K BTU | 1.5 | PG80MSAA42045B | 533 | 350 | 83.885 | 188 | 1154.885 | 880.115 | 2035
Missouri - St. Louis | Koch Air | Payne | Primary | 80% Furnace 45K BTU | 1.5 | PG80MSAA36045A | 527 | 350 | 83.315 | 188 | 1148.315 | 886.685 | 2035
Missouri - St. Louis | Koch Air | Payne | Primary | 80% Furnace 45K BTU | 2 | PG80MSAA36045A | 527 | 350 | 83.315 | 188 | 1148.315 | 886.685 | 2035
Missouri - St. Louis | Koch Air | Payne | Primary | 80% Furnace 70K BTU | 2 | PG80MSAA36070A | 533 | 350 | 83.885 | 188 | 1154.885 | 880.115 | 2035
Missouri - St. Louis | Koch Air | Payne | Primary | 80% Furnace 70K BTU | 2 | PG80MSAA36070B | 542 | 350 | 84.74 | 188 | 1164.74 | 870.26 | 2035
Missouri - St. Louis | Koch Air | Payne | Primary | 80% Furnace 70K BTU | 2.5 | PG80MSAA36070A | 533 | 350 | 83.885 | 188 | 1154.885 | 880.115 | 2035
Missouri - St. Louis | Koch Air | Payne | Primary | 80% Furnace 70K BTU | 2.5 | PG80MSAA36070B | 542 | 350 | 84.74 | 188 | 1164.74 | 870.26 | 2035
Missouri - St. Louis | Koch Air | Payne | Primary | 80% Furnace 70K BTU | 2.5 | PG80MSAA36070B | 542 | 350 | 84.74 | 188 | 1164.74 | 870.26 | 2035
Missouri - St. Louis | Koch Air | Payne | Primary | 80% Furnace 70K BTU | 3 | PG80MSAA36070B | 542 | 350 | 84.74 | 188 | 1164.74 | 885.26 | 2050
Missouri - St. Louis | Koch Air | Payne | Primary | 80% Furnace 70K BTU | 3.5 | PG80MSAA48070C | 559 | 350 | 86.355 | 188 | 1183.355 | 866.645 | 2050
Missouri - St. Louis | Koch Air | Payne | Primary | 80% Furnace 90K BTU | 3.5 | PG80MSAA48090C | 544 | 350 | 84.93 | 188 | 1166.93 | 883.07 | 2050
Missouri - St. Louis | Koch Air | Payne | Primary | 80% Furnace 70K BTU | 4 | PG80MSAA48070C | 559 | 350 | 86.355 | 188 | 1183.355 | 866.645 | 2050
Missouri - St. Louis | Koch Air | Payne | Primary | 80% Furnace 90K BTU | 4 | PG80MSAA48090C | 544 | 350 | 84.93 | 188 | 1166.93 | 883.07 | 2050
Missouri - St. Louis | Koch Air | Payne | Primary | 80% Furnace 90K BTU | 5 | PG80MSAA60090C | 552 | 350 | 85.69 | 188 | 1175.69 | 884.31 | 2060
Missouri - St. Louis | Koch Air | Payne | Primary | 80% Furnace 110K BTU | 5 | PG80MSAA60110D | 569 | 350 | 87.305 | 188 | 1194.305 | 865.695 | 2060
Montana - South | Ferguson / Airefco | Day & Night | Primary | 80% Furnace 70K BTU | 1.5 | N80MSN0701412A | 533 | 350 | 83.885 | 188 | 1154.885 | 880.115 | 2035
Montana - South | Ferguson / Airefco | Day & Night | Primary | 80% Furnace 70K BTU | 1.5 | N80MSN0701412A | 533 | 350 | 83.885 | 188 | 1154.885 | 880.115 | 2035
Montana - South | Ferguson / Airefco | Day & Night | Primary | 80% Furnace 70K BTU | 2 | N80MSN0701412A | 533 | 350 | 83.885 | 188 | 1154.885 | 880.115 | 2035
Montana - South | Ferguson / Airefco | Day & Night | Primary | 80% Furnace 70K BTU | 2 | N80MSN0701712A | 542 | 350 | 84.74 | 188 | 1164.74 | 870.26 | 2035
Montana - South | Ferguson / Airefco | Day & Night | Primary | 80% Furnace 70K BTU | 2.5 | N80MSN0701412A | 533 | 350 | 83.885 | 188 | 1154.885 | 880.115 | 2035
Montana - South | Ferguson / Airefco | Day & Night | Primary | 80% Furnace 70K BTU | 2.5 | N80MSN0701412A | 533 | 350 | 83.885 | 188 | 1154.885 | 880.115 | 2035
Montana - South | Ferguson / Airefco | Day & Night | Primary | 80% Furnace 70K BTU | 3 | N80MSN0701412A | 533 | 350 | 83.885 | 188 | 1154.885 | 895.115 | 2050
Montana - South | Ferguson / Airefco | Day & Night | Primary | 80% Furnace 70K BTU | 3 | N80MSN0701412A | 533 | 350 | 83.885 | 188 | 1154.885 | 895.115 | 2050
Montana - South | Ferguson / Airefco | Day & Night | Primary | 80% Furnace 70K BTU | 3.5 | N80MSN0701716A | 553 | 350 | 85.785 | 188 | 1176.785 | 873.215 | 2050
Montana - South | Ferguson / Airefco | Day & Night | Primary | 80% Furnace 70K BTU | 3.5 | N80MSN0701716A | 553 | 350 | 85.785 | 188 | 1176.785 | 873.215 | 2050
Montana - South | Ferguson / Airefco | Day & Night | Primary | 80% Furnace 70K BTU | 4 | N80MSN0701716A | 553 | 350 | 85.785 | 188 | 1176.785 | 873.215 | 2050
Montana - South | Ferguson / Airefco | Day & Night | Primary | 80% Furnace 70K BTU | 4 | N80MSN0701716A | 553 | 350 | 85.785 | 188 | 1176.785 | 873.215 | 2050
Montana - South | Ferguson / Airefco | Day & Night | Primary | 80% Furnace 90K BTU | 5 | N80MSN0902120A | 552 | 350 | 85.69 | 188 | 1175.69 | 884.31 | 2060
Montana - South | Ferguson / Airefco | Day & Night | Primary | 80% Furnace 90K BTU | 5 | N80MSN0902120A | 552 | 350 | 85.69 | 188 | 1175.69 | 884.31 | 2060
Nevada | Sigler | Payne | Primary | 80% Furnace 45K BTU | 1.5 | PG80MSAA42045B | 533 | 350 | 83.885 | 188 | 1154.885 | 880.115 | 2035
Nevada | Sigler | Payne | Primary | 80% Furnace 70K BTU | 2 | PG80MSAA36070A | 533 | 350 | 83.885 | 188 | 1154.885 | 880.115 | 2035
Nevada | Sigler | Payne | Primary | 80% Furnace 70K BTU | 2.5 | PG80MSAA36070A | 533 | 350 | 83.885 | 188 | 1154.885 | 880.115 | 2035
Nevada | Sigler | Payne | Primary | 80% Furnace 90K BTU | 3 | PG80MSAA42090B | 539 | 350 | 84.455 | 188 | 1161.455 | 888.545 | 2050
Nevada | Sigler | Payne | Primary | 80% Furnace 90K BTU | 3.5 | PG80MSAA48090C | 544 | 350 | 84.93 | 188 | 1166.93 | 883.07 | 2050
Nevada | Sigler | Payne | Primary | 80% Furnace 70K BTU | 4 | PG80MSAA48070C | 559 | 350 | 86.355 | 188 | 1183.355 | 866.645 | 2050
Nevada | Sigler | Payne | Primary | 80% Furnace 90K BTU | 5 | PG80MSAA60090C | 552 | 350 | 85.69 | 188 | 1175.69 | 884.31 | 2060
North Carolina | Baker | Grandaire | Primary | 80% Furnace 45K BTU | 1.5 | WFER045A036C | 527 | 350 | 83.315 | 188 | 1148.315 | 886.685 | 2035
North Carolina | Baker | Grandaire | Primary | 80% Furnace 70K BTU | 1.5 | WFER070B036C | 553 | 350 | 85.785 | 188 | 1176.785 | 858.215 | 2035
North Carolina | Baker | Grandaire | Primary | 80% Furnace 70K BTU | 1.5 | WFER070B036C | 553 | 350 | 85.785 | 188 | 1176.785 | 858.215 | 2035
North Carolina | Baker | Grandaire | Primary | 80% Furnace 45K BTU | 2 | WFER045A036C | 527 | 350 | 83.315 | 188 | 1148.315 | 886.685 | 2035
North Carolina | Baker | Grandaire | Primary | 80% Furnace 70K BTU | 2 | WFER070B036C | 553 | 350 | 85.785 | 188 | 1176.785 | 858.215 | 2035
North Carolina | Baker | Grandaire | Primary | 80% Furnace 70K BTU | 2 | WFER070B036C | 553 | 350 | 85.785 | 188 | 1176.785 | 858.215 | 2035
North Carolina | Baker | Grandaire | Primary | 80% Furnace 70K BTU | 2.5 | WFER070B036C | 553 | 350 | 85.785 | 188 | 1176.785 | 858.215 | 2035
North Carolina | Baker | Grandaire | Primary | 80% Furnace 70K BTU | 2.5 | WFER070B036C | 553 | 350 | 85.785 | 188 | 1176.785 | 858.215 | 2035
North Carolina | Baker | Grandaire | Primary | 80% Furnace 70K BTU | 3 | WFER070B036C | 553 | 350 | 85.785 | 188 | 1176.785 | 873.215 | 2050
North Carolina | Baker | Grandaire | Primary | 80% Furnace 90K BTU | 3 | WFER090B042C | 544 | 350 | 84.93 | 188 | 1166.93 | 883.07 | 2050
North Carolina | Baker | Grandaire | Primary | 80% Furnace 90K BTU | 3.5 | WFER090C048C | 552 | 350 | 85.69 | 188 | 1175.69 | 874.31 | 2050
North Carolina | Baker | Grandaire | Primary | 80% Furnace 90K BTU | 3.5 | WFER090C048C | 552 | 350 | 85.69 | 188 | 1175.69 | 874.31 | 2050
North Carolina | Baker | Grandaire | Primary | 80% Furnace 90K BTU | 4 | WFER090C048C | 552 | 350 | 85.69 | 188 | 1175.69 | 874.31 | 2050
North Carolina | Baker | Grandaire | Primary | 80% Furnace 90K BTU | 4 | WFER090C048C | 552 | 350 | 85.69 | 188 | 1175.69 | 874.31 | 2050
North Carolina | Baker | Grandaire | Primary | 80% Furnace 90K BTU | 5 | WFER090C048C | 552 | 350 | 85.69 | 188 | 1175.69 | 884.31 | 2060
North Carolina | Baker | Grandaire | Primary | 80% Furnace 135K BTU | 5 | WFER135D060C | 575 | 350 | 87.875 | 188 | 1200.875 | 859.125 | 2060
North Carolina | Baker | Grandaire | Primary | 80% Furnace 90K BTU | 5 | WFER090C048C | 552 | 350 | 85.69 | 188 | 1175.69 | 884.31 | 2060
Ohio - Columbus | Habegger | Payne | Primary | 80% Furnace 45K BTU | 1.5 | PG80MSAA42045B | 533 | 350 | 83.885 | 188 | 1154.885 | 880.115 | 2035
Ohio - Columbus | Habegger | Payne | Primary | 80% Furnace 70K BTU | 2 | PG80MSAA36070A | 533 | 350 | 83.885 | 188 | 1154.885 | 880.115 | 2035
Ohio - Columbus | Habegger | Payne | Primary | 80% Furnace 70K BTU | 2.5 | PG80MSAA36070A | 533 | 350 | 83.885 | 188 | 1154.885 | 880.115 | 2035
Ohio - Columbus | Habegger | Payne | Primary | 80% Furnace 90K BTU | 3 | PG80MSAA42090B | 539 | 350 | 84.455 | 188 | 1161.455 | 888.545 | 2050
Ohio - Columbus | Habegger | Payne | Primary | 80% Furnace 90K BTU | 3.5 | PG80MSAA48090C | 544 | 350 | 84.93 | 188 | 1166.93 | 883.07 | 2050
Ohio - Columbus | Habegger | Payne | Primary | 80% Furnace 70K BTU | 4 | PG80MSAA48070C | 559 | 350 | 86.355 | 188 | 1183.355 | 866.645 | 2050
Ohio - Columbus | Habegger | Payne | Primary | 80% Furnace 90K BTU | 5 | PG80MSAA60090C | 552 | 350 | 85.69 | 188 | 1175.69 | 884.31 | 2060
Ohio - North East | Habegger | Day & Night (ICP) | Primary | 80% Furnace 70K BTU | 1.5 | N80MSN0701412A | 533 | 350 | 83.885 | 188 | 1154.885 | 880.115 | 2035
Ohio - North East | Habegger | Day & Night (ICP) | Primary | 80% Furnace 45K BTU | 1.5 | N80MSN0451412A | 527 | 350 | 83.315 | 188 | 1148.315 | 886.685 | 2035
Ohio - North East | Habegger | Day & Night (ICP) | Primary | 80% Furnace 70K BTU | 2 | N80MSN0701412A | 533 | 350 | 83.885 | 188 | 1154.885 | 880.115 | 2035
Ohio - North East | Habegger | Day & Night (ICP) | Primary | 80% Furnace 70K BTU | 2 | N80MSN0701412A | 533 | 350 | 83.885 | 188 | 1154.885 | 880.115 | 2035
Ohio - North East | Habegger | Day & Night (ICP) | Primary | 80% Furnace 70K BTU | 2.5 | N80MSN0701412A | 533 | 350 | 83.885 | 188 | 1154.885 | 880.115 | 2035
Ohio - North East | Habegger | Day & Night (ICP) | Primary | 80% Furnace 70K BTU | 2.5 | N80MSN0701712A | 542 | 350 | 84.74 | 188 | 1164.74 | 870.26 | 2035
Ohio - North East | Habegger | Day & Night (ICP) | Primary | 80% Furnace 70K BTU | 3 | N80MSN0701412A | 533 | 350 | 83.885 | 188 | 1154.885 | 895.115 | 2050
Ohio - North East | Habegger | Day & Night (ICP) | Primary | 80% Furnace 90K BTU | 3 | N80MSN0901714A | 539 | 350 | 84.455 | 188 | 1161.455 | 888.545 | 2050
Ohio - North East | Habegger | Day & Night (ICP) | Primary | 80% Furnace 70K BTU | 3.5 | N80MSN0701716A | 553 | 350 | 85.785 | 188 | 1176.785 | 873.215 | 2050
Ohio - North East | Habegger | Day & Night (ICP) | Primary | 80% Furnace 90K BTU | 3.5 | N80MSN0902116A | 544 | 350 | 84.93 | 188 | 1166.93 | 883.07 | 2050
Ohio - North East | Habegger | Day & Night (ICP) | Primary | 80% Furnace 70K BTU | 4 | N80MSN0701716A | 553 | 350 | 85.785 | 188 | 1176.785 | 873.215 | 2050
Ohio - North East | Habegger | Day & Night (ICP) | Primary | 80% Furnace 110K BTU | 4 | N80MSN0702116A | 559 | 350 | 86.355 | 188 | 1183.355 | 866.645 | 2050
Ohio - North East | Habegger | Day & Night (ICP) | Primary | 80% Furnace 90K BTU | 5 | N80MSN0902120A | 552 | 350 | 85.69 | 188 | 1175.69 | 884.31 | 2060
Ohio - North East | Habegger | Day & Night (ICP) | Primary | 80% Furnace 90K BTU | 5 | N80MSN0902120A | 552 | 350 | 85.69 | 188 | 1175.69 | 884.31 | 2060
Ohio - South West | Habegger | Payne | Primary | 80% Furnace 45K BTU | 1.5 | PG80MSAA42045B | 533 | 350 | 83.885 | 188 | 1154.885 | 880.115 | 2035
Ohio - South West | Habegger | Payne | Primary | 80% Furnace 70K BTU | 2 | PG80MSAA36070A | 533 | 350 | 83.885 | 188 | 1154.885 | 880.115 | 2035
Ohio - South West | Habegger | Payne | Primary | 80% Furnace 70K BTU | 2.5 | PG80MSAA36070A | 533 | 350 | 83.885 | 188 | 1154.885 | 880.115 | 2035
Ohio - South West | Habegger | Payne | Primary | 80% Furnace 90K BTU | 3 | PG80MSAA42090B | 539 | 350 | 84.455 | 188 | 1161.455 | 888.545 | 2050
Ohio - South West | Habegger | Payne | Primary | 80% Furnace 90K BTU | 3.5 | PG80MSAA48090C | 544 | 350 | 84.93 | 188 | 1166.93 | 883.07 | 2050
Ohio - South West | Habegger | Payne | Primary | 80% Furnace 70K BTU | 4 | PG80MSAA48070C | 559 | 350 | 86.355 | 188 | 1183.355 | 866.645 | 2050
Ohio - South West | Habegger | Payne | Primary | 80% Furnace 90K BTU | 5 | PG80MSAA60090C | 552 | 350 | 85.69 | 188 | 1175.69 | 884.31 | 2060
Oklahoma | Baker | Grandaire | Primary | 80% Furnace 45K BTU | 1.5 | WFER045A036C | 527 | 350 | 83.315 | 188 | 1148.315 | 886.685 | 2035
Oklahoma | Baker | Grandaire | Primary | 80% Furnace 70K BTU | 1.5 | WFER070B036C | 553 | 350 | 85.785 | 188 | 1176.785 | 858.215 | 2035
Oklahoma | Baker | Grandaire | Primary | 80% Furnace 70K BTU | 1.5 | WFER070B036C | 553 | 350 | 85.785 | 188 | 1176.785 | 858.215 | 2035
Oklahoma | Baker | Grandaire | Primary | 80% Furnace 45K BTU | 2 | WFER045A036C | 527 | 350 | 83.315 | 188 | 1148.315 | 886.685 | 2035
Oklahoma | Baker | Grandaire | Primary | 80% Furnace 70K BTU | 2 | WFER070B036C | 553 | 350 | 85.785 | 188 | 1176.785 | 858.215 | 2035
Oklahoma | Baker | Grandaire | Primary | 80% Furnace 70K BTU | 2 | WFER070B036C | 553 | 350 | 85.785 | 188 | 1176.785 | 858.215 | 2035
Oklahoma | Baker | Grandaire | Primary | 80% Furnace 70K BTU | 2.5 | WFER070B036C | 553 | 350 | 85.785 | 188 | 1176.785 | 858.215 | 2035
Oklahoma | Baker | Grandaire | Primary | 80% Furnace 70K BTU | 2.5 | WFER070B036C | 553 | 350 | 85.785 | 188 | 1176.785 | 858.215 | 2035
Oklahoma | Baker | Grandaire | Primary | 80% Furnace 70K BTU | 3 | WFER070B036C | 553 | 350 | 85.785 | 188 | 1176.785 | 873.215 | 2050
Oklahoma | Baker | Grandaire | Primary | 80% Furnace 90K BTU | 3 | WFER090B042C | 544 | 350 | 84.93 | 188 | 1166.93 | 883.07 | 2050
Oklahoma | Baker | Grandaire | Primary | 80% Furnace 90K BTU | 3.5 | WFER090C048C | 552 | 350 | 85.69 | 188 | 1175.69 | 874.31 | 2050
Oklahoma | Baker | Grandaire | Primary | 80% Furnace 90K BTU | 3.5 | WFER090C048C | 552 | 350 | 85.69 | 188 | 1175.69 | 874.31 | 2050
Oklahoma | Baker | Grandaire | Primary | 80% Furnace 90K BTU | 4 | WFER090C048C | 552 | 350 | 85.69 | 188 | 1175.69 | 874.31 | 2050
Oklahoma | Baker | Grandaire | Primary | 80% Furnace 90K BTU | 4 | WFER090C048C | 552 | 350 | 85.69 | 188 | 1175.69 | 874.31 | 2050
Oklahoma | Baker | Grandaire | Primary | 80% Furnace 90K BTU | 5 | WFER090C048C | 552 | 350 | 85.69 | 188 | 1175.69 | 884.31 | 2060
Oklahoma | Baker | Grandaire | Primary | 80% Furnace 135K BTU | 5 | WFER135D060C | 575 | 350 | 87.875 | 188 | 1200.875 | 859.125 | 2060
Oklahoma | Baker | Grandaire | Primary | 80% Furnace 90K BTU | 5 | WFER090C048C | 552 | 350 | 85.69 | 188 | 1175.69 | 884.31 | 2060
Oregon - West | Ferguson / Airefco | Day & Night | Primary | 80% Furnace 70K BTU | 1.5 | N80MSN0701412A | 533 | 350 | 83.885 | 188 | 1154.885 | 880.115 | 2035
Oregon - West | Ferguson / Airefco | Day & Night | Primary | 80% Furnace 70K BTU | 1.5 | N80MSN0701412A | 533 | 350 | 83.885 | 188 | 1154.885 | 880.115 | 2035
Oregon - West | Ferguson / Airefco | Day & Night | Primary | 80% Furnace 70K BTU | 2 | N80MSN0701412A | 533 | 350 | 83.885 | 188 | 1154.885 | 880.115 | 2035
Oregon - West | Ferguson / Airefco | Day & Night | Primary | 80% Furnace 70K BTU | 2 | N80MSN0701712A | 542 | 350 | 84.74 | 188 | 1164.74 | 870.26 | 2035
Oregon - West | Ferguson / Airefco | Day & Night | Primary | 80% Furnace 70K BTU | 2.5 | N80MSN0701412A | 533 | 350 | 83.885 | 188 | 1154.885 | 880.115 | 2035
Oregon - West | Ferguson / Airefco | Day & Night | Primary | 80% Furnace 70K BTU | 2.5 | N80MSN0701412A | 533 | 350 | 83.885 | 188 | 1154.885 | 880.115 | 2035
Oregon - West | Ferguson / Airefco | Day & Night | Primary | 80% Furnace 70K BTU | 3 | N80MSN0701412A | 533 | 350 | 83.885 | 188 | 1154.885 | 895.115 | 2050
Oregon - West | Ferguson / Airefco | Day & Night | Primary | 80% Furnace 70K BTU | 3 | N80MSN0701412A | 533 | 350 | 83.885 | 188 | 1154.885 | 895.115 | 2050
Oregon - West | Ferguson / Airefco | Day & Night | Primary | 80% Furnace 70K BTU | 3.5 | N80MSN0701716A | 553 | 350 | 85.785 | 188 | 1176.785 | 873.215 | 2050
Oregon - West | Ferguson / Airefco | Day & Night | Primary | 80% Furnace 70K BTU | 3.5 | N80MSN0701716A | 553 | 350 | 85.785 | 188 | 1176.785 | 873.215 | 2050
Oregon - West | Ferguson / Airefco | Day & Night | Primary | 80% Furnace 70K BTU | 4 | N80MSN0701716A | 553 | 350 | 85.785 | 188 | 1176.785 | 873.215 | 2050
Oregon - West | Ferguson / Airefco | Day & Night | Primary | 80% Furnace 70K BTU | 4 | N80MSN0701716A | 553 | 350 | 85.785 | 188 | 1176.785 | 873.215 | 2050
Oregon - West | Ferguson / Airefco | Day & Night | Primary | 80% Furnace 90K BTU | 5 | N80MSN0902120A | 552 | 350 | 85.69 | 188 | 1175.69 | 884.31 | 2060
Oregon - West | Ferguson / Airefco | Day & Night | Primary | 80% Furnace 90K BTU | 5 | N80MSN0902120A | 552 | 350 | 85.69 | 188 | 1175.69 | 884.31 | 2060
Pennsylvania - Pittsburgh | Habegger | Comfortmaker (ICP) | Primary | 80% Furnace 70K BTU | 1.5 | N80MSN0701412A | 533 | 350 | 83.885 | 188 | 1154.885 | 880.115 | 2035
Pennsylvania - Pittsburgh | Habegger | Comfortmaker (ICP) | Primary | 80% Furnace 45K BTU | 1.5 | N80MSN0451412A | 527 | 350 | 83.315 | 188 | 1148.315 | 886.685 | 2035
Pennsylvania - Pittsburgh | Habegger | Comfortmaker (ICP) | Primary | 80% Furnace 70K BTU | 2 | N80MSN0701412A | 533 | 350 | 83.885 | 188 | 1154.885 | 880.115 | 2035
Pennsylvania - Pittsburgh | Habegger | Comfortmaker (ICP) | Primary | 80% Furnace 70K BTU | 2 | N80MSN0701412A | 533 | 350 | 83.885 | 188 | 1154.885 | 880.115 | 2035
Pennsylvania - Pittsburgh | Habegger | Comfortmaker (ICP) | Primary | 80% Furnace 70K BTU | 2.5 | N80MSN0701412A | 533 | 350 | 83.885 | 188 | 1154.885 | 880.115 | 2035
Pennsylvania - Pittsburgh | Habegger | Comfortmaker (ICP) | Primary | 80% Furnace 70K BTU | 2.5 | N80MSN0701712A | 542 | 350 | 84.74 | 188 | 1164.74 | 870.26 | 2035
Pennsylvania - Pittsburgh | Habegger | Comfortmaker (ICP) | Primary | 80% Furnace 70K BTU | 3 | N80MSN0701412A | 533 | 350 | 83.885 | 188 | 1154.885 | 895.115 | 2050
Pennsylvania - Pittsburgh | Habegger | Comfortmaker (ICP) | Primary | 80% Furnace 90K BTU | 3 | N80MSN0901714A | 539 | 350 | 84.455 | 188 | 1161.455 | 888.545 | 2050
Pennsylvania - Pittsburgh | Habegger | Comfortmaker (ICP) | Primary | 80% Furnace 70K BTU | 3.5 | N80MSN0701716A | 553 | 350 | 85.785 | 188 | 1176.785 | 873.215 | 2050
Pennsylvania - Pittsburgh | Habegger | Comfortmaker (ICP) | Primary | 80% Furnace 90K BTU | 3.5 | N80MSN0902116A | 544 | 350 | 84.93 | 188 | 1166.93 | 883.07 | 2050
Pennsylvania - Pittsburgh | Habegger | Comfortmaker (ICP) | Primary | 80% Furnace 70K BTU | 4 | N80MSN0701716A | 553 | 350 | 85.785 | 188 | 1176.785 | 873.215 | 2050
Pennsylvania - Pittsburgh | Habegger | Comfortmaker (ICP) | Primary | 80% Furnace 110K BTU | 4 | N80MSN0702116A | 559 | 350 | 86.355 | 188 | 1183.355 | 866.645 | 2050
Pennsylvania - Pittsburgh | Habegger | Comfortmaker (ICP) | Primary | 80% Furnace 90K BTU | 5 | N80MSN0902120A | 552 | 350 | 85.69 | 188 | 1175.69 | 884.31 | 2060
Pennsylvania - Pittsburgh | Habegger | Comfortmaker (ICP) | Primary | 80% Furnace 90K BTU | 5 | N80MSN0902120A | 552 | 350 | 85.69 | 188 | 1175.69 | 884.31 | 2060
South Carolina | Baker | Grandaire | Primary | 80% Furnace 45K BTU | 1.5 | WFER045A036C | 527 | 350 | 83.315 | 188 | 1148.315 | 886.685 | 2035
South Carolina | Baker | Grandaire | Primary | 80% Furnace 70K BTU | 1.5 | WFER070B036C | 553 | 350 | 85.785 | 188 | 1176.785 | 858.215 | 2035
South Carolina | Baker | Grandaire | Primary | 80% Furnace 70K BTU | 1.5 | WFER070B036C | 553 | 350 | 85.785 | 188 | 1176.785 | 858.215 | 2035
South Carolina | Baker | Grandaire | Primary | 80% Furnace 45K BTU | 2 | WFER045A036C | 527 | 350 | 83.315 | 188 | 1148.315 | 886.685 | 2035
South Carolina | Baker | Grandaire | Primary | 80% Furnace 70K BTU | 2 | WFER070B036C | 553 | 350 | 85.785 | 188 | 1176.785 | 858.215 | 2035
South Carolina | Baker | Grandaire | Primary | 80% Furnace 70K BTU | 2 | WFER070B036C | 553 | 350 | 85.785 | 188 | 1176.785 | 858.215 | 2035
South Carolina | Baker | Grandaire | Primary | 80% Furnace 70K BTU | 2.5 | WFER070B036C | 553 | 350 | 85.785 | 188 | 1176.785 | 858.215 | 2035
South Carolina | Baker | Grandaire | Primary | 80% Furnace 70K BTU | 2.5 | WFER070B036C | 553 | 350 | 85.785 | 188 | 1176.785 | 858.215 | 2035
South Carolina | Baker | Grandaire | Primary | 80% Furnace 70K BTU | 3 | WFER070B036C | 553 | 350 | 85.785 | 188 | 1176.785 | 873.215 | 2050
South Carolina | Baker | Grandaire | Primary | 80% Furnace 90K BTU | 3 | WFER090B042C | 544 | 350 | 84.93 | 188 | 1166.93 | 883.07 | 2050
South Carolina | Baker | Grandaire | Primary | 80% Furnace 90K BTU | 3.5 | WFER090C048C | 552 | 350 | 85.69 | 188 | 1175.69 | 874.31 | 2050
South Carolina | Baker | Grandaire | Primary | 80% Furnace 90K BTU | 3.5 | WFER090C048C | 552 | 350 | 85.69 | 188 | 1175.69 | 874.31 | 2050
South Carolina | Baker | Grandaire | Primary | 80% Furnace 90K BTU | 4 | WFER090C048C | 552 | 350 | 85.69 | 188 | 1175.69 | 874.31 | 2050
South Carolina | Baker | Grandaire | Primary | 80% Furnace 90K BTU | 4 | WFER090C048C | 552 | 350 | 85.69 | 188 | 1175.69 | 874.31 | 2050
South Carolina | Baker | Grandaire | Primary | 80% Furnace 90K BTU | 5 | WFER090C048C | 552 | 350 | 85.69 | 188 | 1175.69 | 884.31 | 2060
South Carolina | Baker | Grandaire | Primary | 80% Furnace 135K BTU | 5 | WFER135D060C | 575 | 350 | 87.875 | 188 | 1200.875 | 859.125 | 2060
South Carolina | Baker | Grandaire | Primary | 80% Furnace 90K BTU | 5 | WFER090C048C | 552 | 350 | 85.69 | 188 | 1175.69 | 884.31 | 2060
Tennessee - All Markets | Habegger | Tempstar (ICP) | Primary | 80% Furnace 70K BTU | 1.5 | N80MSN0701412A | 533 | 350 | 83.885 | 188 | 1154.885 | 880.115 | 2035
Tennessee - All Markets | Habegger | Tempstar (ICP) | Primary | 80% Furnace 70K BTU | 2 | N80MSN0701412A | 533 | 350 | 83.885 | 188 | 1154.885 | 880.115 | 2035
Tennessee - All Markets | Habegger | Tempstar (ICP) | Primary | 80% Furnace 70K BTU | 2.5 | N80MSN0701412A | 533 | 350 | 83.885 | 188 | 1154.885 | 880.115 | 2035
Tennessee - All Markets | Habegger | Tempstar (ICP) | Primary | 80% Furnace 70K BTU | 3 | N80MSN0701412A | 533 | 350 | 83.885 | 188 | 1154.885 | 895.115 | 2050
Tennessee - All Markets | Habegger | Tempstar (ICP) | Primary | 80% Furnace 70K BTU | 3.5 | N80MSN0701716A | 553 | 350 | 85.785 | 188 | 1176.785 | 873.215 | 2050
Tennessee - All Markets | Habegger | Tempstar (ICP) | Primary | 80% Furnace 70K BTU | 4 | N80MSN0701716A | 553 | 350 | 85.785 | 188 | 1176.785 | 873.215 | 2050
Tennessee - All Markets | Habegger | Tempstar (ICP) | Primary | 80% Furnace 90K BTU | 5 | N80MSN0902120A | 552 | 350 | 85.69 | 188 | 1175.69 | 884.31 | 2060
Tennessee - Memphis | Sanders | Tempstar (ICP) | Primary | 80% Furnace 70K BTU | 1.5 | N80MSN0701412A | 533 | 350 | 83.885 | 188 | 1154.885 | 880.115 | 2035
Tennessee - Memphis | Sanders | Tempstar (ICP) | Primary | 80% Furnace 70K BTU | 1.5 | N80MSN0701412A | 533 | 350 | 83.885 | 188 | 1154.885 | 880.115 | 2035
Tennessee - Memphis | Sanders | Tempstar (ICP) | Primary | 80% Furnace 70K BTU | 2 | N80MSN0701412A | 533 | 350 | 83.885 | 188 | 1154.885 | 880.115 | 2035
Tennessee - Memphis | Sanders | Tempstar (ICP) | Primary | 80% Furnace 70K BTU | 2 | N80MSN0701412A | 533 | 350 | 83.885 | 188 | 1154.885 | 880.115 | 2035
Tennessee - Memphis | Sanders | Tempstar (ICP) | Primary | 80% Furnace 70K BTU | 2.5 | N80MSN0701412A | 533 | 350 | 83.885 | 188 | 1154.885 | 880.115 | 2035
Tennessee - Memphis | Sanders | Tempstar (ICP) | Primary | 80% Furnace 70K BTU | 2.5 | N80MSN0701412A | 533 | 350 | 83.885 | 188 | 1154.885 | 880.115 | 2035
Tennessee - Memphis | Sanders | Tempstar (ICP) | Primary | 80% Furnace 70K BTU | 3 | N80MSN0701412A | 533 | 350 | 83.885 | 188 | 1154.885 | 895.115 | 2050
Tennessee - Memphis | Sanders | Tempstar (ICP) | Primary | 80% Furnace 70K BTU | 3.5 | N80MSN0701716A | 553 | 350 | 85.785 | 188 | 1176.785 | 873.215 | 2050
Tennessee - Memphis | Sanders | Tempstar (ICP) | Primary | 80% Furnace 70K BTU | 3.5 | N80MSN0701716A | 553 | 350 | 85.785 | 188 | 1176.785 | 873.215 | 2050
Tennessee - Memphis | Sanders | Tempstar (ICP) | Primary | 80% Furnace 70K BTU | 4 | N80MSN0701716A | 553 | 350 | 85.785 | 188 | 1176.785 | 873.215 | 2050
Tennessee - Memphis | Sanders | Tempstar (ICP) | Primary | 80% Furnace 70K BTU | 4 | N80MSN0701716A | 553 | 350 | 85.785 | 188 | 1176.785 | 873.215 | 2050
Tennessee - Memphis | Sanders | Tempstar (ICP) | Primary | 80% Furnace 90K BTU | 5 | N80MSN0902120A | 552 | 350 | 85.69 | 188 | 1175.69 | 884.31 | 2060
Tennessee - Memphis | Sanders | Tempstar (ICP) | Primary | 80% Furnace 90K BTU | 5 | N80MSN0902120A | 552 | 350 | 85.69 | 188 | 1175.69 | 884.31 | 2060
Texas - Central | Robert Madden | Day & Night (ICP) | Primary | 80% Furnace 45K BTU | 1.5 | N80MSN0451412A | 527 | 350 | 83.315 | 188 | 1148.315 | 886.685 | 2035
Texas - Central | Robert Madden | Day & Night (ICP) | Primary | 80% Furnace 70K BTU | 2 | N80MSN0701412A | 533 | 350 | 83.885 | 188 | 1154.885 | 880.115 | 2035
Texas - Central | Robert Madden | Day & Night (ICP) | Primary | 80% Furnace 70K BTU | 2.5 | N80MSN0701412A | 533 | 350 | 83.885 | 188 | 1154.885 | 880.115 | 2035
Texas - Central | Robert Madden | Day & Night (ICP) | Primary | 80% Furnace 70K BTU | 2.5 | N80MSN0701712A | 542 | 350 | 84.74 | 188 | 1164.74 | 870.26 | 2035
Texas - Central | Robert Madden | Day & Night (ICP) | Primary | 80% Furnace 90K BTU | 3 | N80MSN0901714A | 539 | 350 | 84.455 | 188 | 1161.455 | 888.545 | 2050
Texas - Central | Robert Madden | Day & Night (ICP) | Primary | 80% Furnace 90K BTU | 3.5 | N80MSN0902116A | 544 | 350 | 84.93 | 188 | 1166.93 | 883.07 | 2050
Texas - Central | Robert Madden | Day & Night (ICP) | Primary | 80% Furnace 90K BTU | 3.5 | N80MSN0902116A | 544 | 350 | 84.93 | 188 | 1166.93 | 883.07 | 2050
Texas - Central | Robert Madden | Day & Night (ICP) | Primary | 80% Furnace 90K BTU | 4 | N80MSN0702116A | 559 | 350 | 86.355 | 188 | 1183.355 | 866.645 | 2050
Texas - Central | Robert Madden | Day & Night (ICP) | Primary | 80% Furnace 90K BTU | 4 | N80MSN0702116A | 559 | 350 | 86.355 | 188 | 1183.355 | 866.645 | 2050
Texas - Central | Robert Madden | Day & Night (ICP) | Primary | 80% Furnace 90K BTU | 5 | N80MSN0902120A | 552 | 350 | 85.69 | 188 | 1175.69 | 884.31 | 2060
Texas - Central | Robert Madden | Day & Night (ICP) | Primary | 80% Furnace 90K BTU | 5 | N80MSN0902120A | 552 | 350 | 85.69 | 188 | 1175.69 | 884.31 | 2060
Texas - West | Robert Madden | Payne | Primary | 80% Furnace 45K BTU | 1.5 | PG80MSAA42045B | 533 | 350 | 83.885 | 188 | 1154.885 | 880.115 | 2035
Texas - West | Robert Madden | Payne | Primary | 80% Furnace 70K BTU | 2 | PG80MSAA36070A | 533 | 350 | 83.885 | 188 | 1154.885 | 880.115 | 2035
Texas - West | Robert Madden | Payne | Primary | 80% Furnace 70K BTU | 2.5 | PG80MSAA36070A | 533 | 350 | 83.885 | 188 | 1154.885 | 880.115 | 2035
Texas - West | Robert Madden | Payne | Primary | 80% Furnace 90K BTU | 3 | PG80MSAA42090B | 539 | 350 | 84.455 | 188 | 1161.455 | 888.545 | 2050
Texas - West | Robert Madden | Payne | Primary | 80% Furnace 90K BTU | 3.5 | PG80MSAA48090C | 544 | 350 | 84.93 | 188 | 1166.93 | 883.07 | 2050
Texas - West | Robert Madden | Payne | Primary | 80% Furnace 70K BTU | 4 | PG80MSAA48070C | 559 | 350 | 86.355 | 188 | 1183.355 | 866.645 | 2050
Texas - West | Robert Madden | Payne | Primary | 80% Furnace 90K BTU | 5 | PG80MSAA60090C | 552 | 350 | 85.69 | 188 | 1175.69 | 884.31 | 2060
Virginia | Baker | Grandaire | Primary | 80% Furnace 45K BTU | 1.5 | WFER045A036C | 527 | 350 | 83.315 | 188 | 1148.315 | 886.685 | 2035
Virginia | Baker | Grandaire | Primary | 80% Furnace 70K BTU | 1.5 | WFER070B036C | 553 | 350 | 85.785 | 188 | 1176.785 | 858.215 | 2035
Virginia | Baker | Grandaire | Primary | 80% Furnace 70K BTU | 1.5 | WFER070B036C | 553 | 350 | 85.785 | 188 | 1176.785 | 858.215 | 2035
Virginia | Baker | Grandaire | Primary | 80% Furnace 45K BTU | 2 | WFER045A036C | 527 | 350 | 83.315 | 188 | 1148.315 | 886.685 | 2035
Virginia | Baker | Grandaire | Primary | 80% Furnace 70K BTU | 2 | WFER070B036C | 553 | 350 | 85.785 | 188 | 1176.785 | 858.215 | 2035
Virginia | Baker | Grandaire | Primary | 80% Furnace 70K BTU | 2 | WFER070B036C | 553 | 350 | 85.785 | 188 | 1176.785 | 858.215 | 2035
Virginia | Baker | Grandaire | Primary | 80% Furnace 70K BTU | 2.5 | WFER070B036C | 553 | 350 | 85.785 | 188 | 1176.785 | 858.215 | 2035
Virginia | Baker | Grandaire | Primary | 80% Furnace 70K BTU | 2.5 | WFER070B036C | 553 | 350 | 85.785 | 188 | 1176.785 | 858.215 | 2035
Virginia | Baker | Grandaire | Primary | 80% Furnace 70K BTU | 3 | WFER070B036C | 553 | 350 | 85.785 | 188 | 1176.785 | 873.215 | 2050
Virginia | Baker | Grandaire | Primary | 80% Furnace 90K BTU | 3 | WFER090B042C | 544 | 350 | 84.93 | 188 | 1166.93 | 883.07 | 2050
Virginia | Baker | Grandaire | Primary | 80% Furnace 90K BTU | 3.5 | WFER090C048C | 552 | 350 | 85.69 | 188 | 1175.69 | 874.31 | 2050
Virginia | Baker | Grandaire | Primary | 80% Furnace 90K BTU | 3.5 | WFER090C048C | 552 | 350 | 85.69 | 188 | 1175.69 | 874.31 | 2050
Virginia | Baker | Grandaire | Primary | 80% Furnace 90K BTU | 4 | WFER090C048C | 552 | 350 | 85.69 | 188 | 1175.69 | 874.31 | 2050
Virginia | Baker | Grandaire | Primary | 80% Furnace 90K BTU | 4 | WFER090C048C | 552 | 350 | 85.69 | 188 | 1175.69 | 874.31 | 2050
Virginia | Baker | Grandaire | Primary | 80% Furnace 90K BTU | 5 | WFER090C048C | 552 | 350 | 85.69 | 188 | 1175.69 | 884.31 | 2060
Virginia | Baker | Grandaire | Primary | 80% Furnace 135K BTU | 5 | WFER135D060C | 575 | 350 | 87.875 | 188 | 1200.875 | 859.125 | 2060
Virginia | Baker | Grandaire | Primary | 80% Furnace 90K BTU | 5 | WFER090C048C | 552 | 350 | 85.69 | 188 | 1175.69 | 884.31 | 2060
Washington | Ferguson / Airefco | Day & Night | Primary | 80% Furnace 70K BTU | 1.5 | N80MSN0701412A | 533 | 350 | 83.885 | 188 | 1154.885 | 880.115 | 2035
Washington | Ferguson / Airefco | Day & Night | Primary | 80% Furnace 70K BTU | 1.5 | N80MSN0701412A | 533 | 350 | 83.885 | 188 | 1154.885 | 880.115 | 2035
Washington | Ferguson / Airefco | Day & Night | Primary | 80% Furnace 70K BTU | 2 | N80MSN0701412A | 533 | 350 | 83.885 | 188 | 1154.885 | 880.115 | 2035
Washington | Ferguson / Airefco | Day & Night | Primary | 80% Furnace 70K BTU | 2 | N80MSN0701712A | 542 | 350 | 84.74 | 188 | 1164.74 | 870.26 | 2035
Washington | Ferguson / Airefco | Day & Night | Primary | 80% Furnace 70K BTU | 2.5 | N80MSN0701412A | 533 | 350 | 83.885 | 188 | 1154.885 | 880.115 | 2035
Washington | Ferguson / Airefco | Day & Night | Primary | 80% Furnace 70K BTU | 2.5 | N80MSN0701412A | 533 | 350 | 83.885 | 188 | 1154.885 | 880.115 | 2035
Washington | Ferguson / Airefco | Day & Night | Primary | 80% Furnace 70K BTU | 3 | N80MSN0701412A | 533 | 350 | 83.885 | 188 | 1154.885 | 895.115 | 2050
Washington | Ferguson / Airefco | Day & Night | Primary | 80% Furnace 70K BTU | 3 | N80MSN0701412A | 533 | 350 | 83.885 | 188 | 1154.885 | 895.115 | 2050
Washington | Ferguson / Airefco | Day & Night | Primary | 80% Furnace 70K BTU | 3.5 | N80MSN0701716A | 553 | 350 | 85.785 | 188 | 1176.785 | 873.215 | 2050
Washington | Ferguson / Airefco | Day & Night | Primary | 80% Furnace 70K BTU | 3.5 | N80MSN0701716A | 553 | 350 | 85.785 | 188 | 1176.785 | 873.215 | 2050
Washington | Ferguson / Airefco | Day & Night | Primary | 80% Furnace 70K BTU | 4 | N80MSN0701716A | 553 | 350 | 85.785 | 188 | 1176.785 | 873.215 | 2050
Washington | Ferguson / Airefco | Day & Night | Primary | 80% Furnace 70K BTU | 4 | N80MSN0701716A | 553 | 350 | 85.785 | 188 | 1176.785 | 873.215 | 2050
Washington | Ferguson / Airefco | Day & Night | Primary | 80% Furnace 90K BTU | 5 | N80MSN0902120A | 552 | 350 | 85.69 | 188 | 1175.69 | 884.31 | 2060
Washington | Ferguson / Airefco | Day & Night | Primary | 80% Furnace 90K BTU | 5 | N80MSN0902120A | 552 | 350 | 85.69 | 188 | 1175.69 | 884.31 | 2060

## Heat Pump Only
HVAC Matchup Breakdown
Labor Includes the Following: | [5 empty] | Items not Included with Full Installations: | [5 empty] | Price
Scheduling City or County Inspections (Permit Costs Not Included) | [5 empty] | Permit Fees | [5 empty] | Priced Per Job
All Required Workers Comp & Liability Insurance | [5 empty] | Ductwork Replacement and Modifications | [5 empty] | Reference Duct-Plenum SOW
Direct Labor Costs to Complete the Installation | [5 empty] | Crane Rental for Roof Mounted Package Units | [5 empty] | Priced Per Job
Indirect Labor & Overhead Costs such as AP, AR & Job Management | [5 empty] | Low NOx Emission Regulation Fee <-- For California Furnace Partial and Full Installs | [5 empty] | 150
Average Tax Rate |  | 0.095 |  |  |  | HERS & CHEERS Rating Fee <-- For California Install (Price ranges from $150.00 - $300.00) | [5 empty] | Priced Per Job
[6 empty] | Roof Brackets/Curbs for roof Mounted Package Units | [5 empty] | Priced Per Job
[6 empty] | Gable Mount Engineering for Package Units Required by Code <--Central & South Florida | [5 empty] | 750
[6 empty] | Complete Drawing and Mechanical Design Submittals for Permitting | [5 empty] | 350
[6 empty] | Removal and Reinstallation of Attic Access Panels or Staircases | [5 empty] | (Repairs Completed by the GC)
$310 Material Pricing includes the following (as needed)
Region | Distributor | Brand | Guide | Matchup | Tonnage | Heat Pump | Price | Avg Material Price | Avg Sales Tax | Warranty | Sub Total | Labor | SOW Price | Condenser & Evaporator Coil Material
Alabama | Mingledorffs | Weathermaker | Primary | 14.3 SEER2 HP | 1.5 | PH5SAN51800A | 973 | 310 | 121.885 | 243 | 1647.885 | 652.115 | 2300 | Digital 2/1 Thermostat
Alabama | Mingledorffs | Weathermaker | Primary | 14.3 SEER2 HP | 2 | PH5SAN52400A | 1006 | 310 | 125.02 | 243 | 1684.02 | 650.98 | 2335 | Ductwork Transition Material
Alabama | Mingledorffs | Weathermaker | Primary | 14.3 SEER2 HP | 2.5 | PH5SAN53000A | 1133 | 310 | 137.085 | 243 | 1823.085 | 651.915 | 2475 | Outdoor Unit Pad
Alabama | Mingledorffs | Weathermaker | Primary | 14.3 SEER2 HP | 3 | PH5SAN53600A | 1314 | 310 | 154.28 | 243 | 2021.28 | 653.72 | 2675 | Armaflex (~10ft)
Alabama | Mingledorffs | Weathermaker | Primary | 14.3 SEER2 HP | 3.5 | PH5SAN54200A | 1443 | 310 | 166.535 | 243 | 2162.535 | 652.465 | 2815 | 240V Whip & 240V Disconnect
Alabama | Mingledorffs | Weathermaker | Primary | 14.3 SEER2 HP | 4 | PH5SAN54800A | 1445 | 310 | 166.725 | 243 | 2164.725 | 650.275 | 2815 | Refrigerant Piping (~5ft)
Alabama | Mingledorffs | Weathermaker | Primary | 14.3 SEER2 HP | 5 | PH5SAN56000A | 1758 | 310 | 196.46 | 243 | 2507.46 | 652.54 | 3160 | TXV
Arizona | Sigler | Payne | Primary | 14.3 SEER2 HP | 1.5 | PH5SAN51800A | 973 | 310 | 121.885 | 243 | 1647.885 | 652.115 | 2300 | Rx11 Flush
Arizona | Sigler | Payne | Primary | 14.3 SEER2 HP | 2 | PH5SAN52400A | 1006 | 310 | 125.02 | 243 | 1684.02 | 650.98 | 2335 | Nitrogen Gas
Arizona | Sigler | Payne | Primary | 14.3 SEER2 HP | 2.5 | PH5SAN53000A | 1133 | 310 | 137.085 | 243 | 1823.085 | 651.915 | 2475 | Brazing Rods (~2)
Arizona | Sigler | Payne | Primary | 14.3 SEER2 HP | 3 | PH5SAN53600A | 1314 | 310 | 154.28 | 243 | 2021.28 | 653.72 | 2675 | Freon (Up-to 2lbs)
Arizona | Sigler | Payne | Primary | 14.3 SEER2 HP | 3.5 | PH5SAN54200A | 1443 | 310 | 166.535 | 243 | 2162.535 | 652.465 | 2815 | Misc Installation Supplies
Arizona | Sigler | Payne | Primary | 14.3 SEER2 HP | 4 | PH5SAN54800A | 1445 | 310 | 166.725 | 243 | 2164.725 | 650.275 | 2815
Arizona | Sigler | Payne | Primary | 14.3 SEER2 HP | 5 | PH5SAN56000A | 1758 | 310 | 196.46 | 243 | 2507.46 | 652.54 | 3160
Colorado | Lohmiller | Payne | Primary | 14.3 SEER2 HP | 1.5 | PH5SAN51800A | 973 | 310 | 121.885 | 243 | 1647.885 | 652.115 | 2300
Colorado | Lohmiller | Payne | Primary | 14.3 SEER2 HP | 1.5 | PH5SAN51800A | 973 | 310 | 121.885 | 243 | 1647.885 | 652.115 | 2300
Colorado | Lohmiller | Payne | Primary | 14.3 SEER2 HP | 2 | PH5SAN52400A | 1006 | 310 | 125.02 | 243 | 1684.02 | 650.98 | 2335
Colorado | Lohmiller | Payne | Primary | 14.3 SEER2 HP | 2 | PH5SAN52400A | 1006 | 310 | 125.02 | 243 | 1684.02 | 650.98 | 2335
Colorado | Lohmiller | Payne | Primary | 14.3 SEER2 HP | 2 | PH5SAN52400A | 1006 | 310 | 125.02 | 243 | 1684.02 | 650.98 | 2335
Colorado | Lohmiller | Payne | Primary | 14.3 SEER2 HP | 2.5 | PH5SAN53000A | 1133 | 310 | 137.085 | 243 | 1823.085 | 651.915 | 2475
Colorado | Lohmiller | Payne | Primary | 14.3 SEER2 HP | 2.5 | PH5SAN53000A | 1133 | 310 | 137.085 | 243 | 1823.085 | 651.915 | 2475
Colorado | Lohmiller | Payne | Primary | 14.3 SEER2 HP | 3 | PH5SAN53600A | 1314 | 310 | 154.28 | 243 | 2021.28 | 653.72 | 2675
Colorado | Lohmiller | Payne | Primary | 14.3 SEER2 HP | 3 | PH5SAN53600A | 1314 | 310 | 154.28 | 243 | 2021.28 | 653.72 | 2675
Colorado | Lohmiller | Payne | Primary | 14.3 SEER2 HP | 3.5 | PH5SAN54200A | 1443 | 310 | 166.535 | 243 | 2162.535 | 652.465 | 2815
Colorado | Lohmiller | Payne | Primary | 14.3 SEER2 HP | 4 | PH5SAN54800A | 1445 | 310 | 166.725 | 243 | 2164.725 | 650.275 | 2815
Colorado | Lohmiller | Payne | Primary | 14.3 SEER2 HP | 5 | PH5SAN56000A | 1758 | 310 | 196.46 | 243 | 2507.46 | 652.54 | 3160
Florida | Baker | Grandaire | Primary | 14.3 SEER2 HP | 1.5 | W5H5S18AKAAA | 973 | 310 | 121.885 | 243 | 1647.885 | 652.115 | 2300
Florida | Baker | Grandaire | Primary | 14.3 SEER2 HP | 2 | W5H5S24AKAAA | 1006 | 310 | 125.02 | 243 | 1684.02 | 650.98 | 2335
Florida | Baker | Grandaire | Primary | 14.3 SEER2 HP | 2.5 | W5H5S30AKAAA | 1133 | 310 | 137.085 | 243 | 1823.085 | 651.915 | 2475
Florida | Baker | Grandaire | Primary | 14.3 SEER2 HP | 2.5 | W5H5S30AKAAA | 1133 | 310 | 137.085 | 243 | 1823.085 | 651.915 | 2475
Florida | Baker | Grandaire | Primary | 14.3 SEER2 HP | 3 | W5H5S36AKAAA | 1314 | 310 | 154.28 | 243 | 2021.28 | 653.72 | 2675
Florida | Baker | Grandaire | Primary | 14.3 SEER2 HP | 3 | W5H5S36AKAAA | 1314 | 310 | 154.28 | 243 | 2021.28 | 653.72 | 2675
Florida | Baker | Grandaire | Primary | 14.3 SEER2 HP | 3.5 | W5H5S42AKAAA | 1443 | 310 | 166.535 | 243 | 2162.535 | 652.465 | 2815
Florida | Baker | Grandaire | Primary | 14.3 SEER2 HP | 3.5 | W5H5S42AKAAA | 1443 | 310 | 166.535 | 243 | 2162.535 | 652.465 | 2815
Florida | Baker | Grandaire | Primary | 14.3 SEER2 HP | 4 | W5H5S48AKAAA | 1445 | 310 | 166.725 | 243 | 2164.725 | 650.275 | 2815
Florida | Baker | Grandaire | Primary | 14.3 SEER2 HP | 5 | W5H5S60AKAAA | 1758 | 310 | 196.46 | 243 | 2507.46 | 652.54 | 3160
Georgia | Mingledorffs | Weathermaker | Primary | 14.3 SEER2 HP | 1.5 | PH5SAN51800A | 973 | 310 | 121.885 | 243 | 1647.885 | 652.115 | 2300
Georgia | Mingledorffs | Weathermaker | Primary | 14.3 SEER2 HP | 2 | PH5SAN52400A | 1006 | 310 | 125.02 | 243 | 1684.02 | 650.98 | 2335
Georgia | Mingledorffs | Weathermaker | Primary | 14.3 SEER2 HP | 2.5 | PH5SAN53000A | 1133 | 310 | 137.085 | 243 | 1823.085 | 651.915 | 2475
Georgia | Mingledorffs | Weathermaker | Primary | 14.3 SEER2 HP | 3 | PH5SAN53600A | 1314 | 310 | 154.28 | 243 | 2021.28 | 653.72 | 2675
Georgia | Mingledorffs | Weathermaker | Primary | 14.3 SEER2 HP | 3.5 | PH5SAN54200A | 1443 | 310 | 166.535 | 243 | 2162.535 | 652.465 | 2815
Georgia | Mingledorffs | Weathermaker | Primary | 14.3 SEER2 HP | 4 | PH5SAN54800A | 1445 | 310 | 166.725 | 243 | 2164.725 | 650.275 | 2815
Georgia | Mingledorffs | Weathermaker | Primary | 14.3 SEER2 HP | 5 | PH5SAN56000A | 1758 | 310 | 196.46 | 243 | 2507.46 | 652.54 | 3160
Illinois | TEC | Weathermaker | Primary | 14.3 SEER2 HP | 1.5 | PH5SAN51800A | 973 | 310 | 121.885 | 243 | 1647.885 | 652.115 | 2300
Illinois | TEC | Weathermaker | Primary | 14.3 SEER2 HP | 2 | PH5SAN52400A | 1006 | 310 | 125.02 | 243 | 1684.02 | 650.98 | 2335
Illinois | TEC | Weathermaker | Primary | 14.3 SEER2 HP | 2.5 | PH5SAN53000A | 1133 | 310 | 137.085 | 243 | 1823.085 | 651.915 | 2475
Illinois | TEC | Weathermaker | Primary | 14.3 SEER2 HP | 3 | PH5SAN53600A | 1314 | 310 | 154.28 | 243 | 2021.28 | 653.72 | 2675
Illinois | TEC | Weathermaker | Primary | 14.3 SEER2 HP | 3.5 | PH5SAN54200A | 1443 | 310 | 166.535 | 243 | 2162.535 | 652.465 | 2815
Illinois | TEC | Weathermaker | Primary | 14.3 SEER2 HP | 4 | PH5SAN54800A | 1445 | 310 | 166.725 | 243 | 2164.725 | 650.275 | 2815
Illinois | TEC | Weathermaker | Primary | 14.3 SEER2 HP | 5 | PH5SAN56000A | 1758 | 310 | 196.46 | 243 | 2507.46 | 652.54 | 3160
Indiana | Habegger | Day & Night (ICP) | Primary | 14.3 SEER2 HP | 1.5 | R5H5S18AKAAA | 973 | 310 | 121.885 | 243 | 1647.885 | 652.115 | 2300
Indiana | Habegger | Day & Night (ICP) | Primary | 14.3 SEER2 HP | 2 | R5H5S24AKAAA | 1006 | 310 | 125.02 | 243 | 1684.02 | 650.98 | 2335
Indiana | Habegger | Day & Night (ICP) | Primary | 14.3 SEER2 HP | 2.5 | R5H5S30AKAAA | 1133 | 310 | 137.085 | 243 | 1823.085 | 651.915 | 2475
Indiana | Habegger | Day & Night (ICP) | Primary | 14.3 SEER2 HP | 3 | R5H5S36AKAAA | 1314 | 310 | 154.28 | 243 | 2021.28 | 653.72 | 2675
Indiana | Habegger | Day & Night (ICP) | Primary | 14.3 SEER2 HP | 3.5 | R5H5S42AKAAA | 1443 | 310 | 166.535 | 243 | 2162.535 | 652.465 | 2815
Indiana | Habegger | Day & Night (ICP) | Primary | 14.3 SEER2 HP | 4 | R5H5S48AKAAA | 1445 | 310 | 166.725 | 243 | 2164.725 | 650.275 | 2815
Indiana | Habegger | Day & Night (ICP) | Primary | 14.3 SEER2 HP | 5 | R5H5S60AKAAA | 1758 | 310 | 196.46 | 243 | 2507.46 | 652.54 | 3160
Kansas | Baker | Grandaire | Primary | 14.3 SEER2 HP | 1.5 | W5H5S18AKAAA | 973 | 310 | 121.885 | 243 | 1647.885 | 652.115 | 2300
Kansas | Baker | Grandaire | Primary | 14.3 SEER2 HP | 2 | W5H5S24AKAAA | 1006 | 310 | 125.02 | 243 | 1684.02 | 650.98 | 2335
Kansas | Baker | Grandaire | Primary | 14.3 SEER2 HP | 2.5 | W5H5S30AKAAA | 1133 | 310 | 137.085 | 243 | 1823.085 | 651.915 | 2475
Kansas | Baker | Grandaire | Primary | 14.3 SEER2 HP | 2.5 | W5H5S30AKAAA | 1133 | 310 | 137.085 | 243 | 1823.085 | 651.915 | 2475
Kansas | Baker | Grandaire | Primary | 14.3 SEER2 HP | 3 | W5H5S36AKAAA | 1314 | 310 | 154.28 | 243 | 2021.28 | 653.72 | 2675
Kansas | Baker | Grandaire | Primary | 14.3 SEER2 HP | 3 | W5H5S36AKAAA | 1314 | 310 | 154.28 | 243 | 2021.28 | 653.72 | 2675
Kansas | Baker | Grandaire | Primary | 14.3 SEER2 HP | 3.5 | W5H5S42AKAAA | 1443 | 310 | 166.535 | 243 | 2162.535 | 652.465 | 2815
Kansas | Baker | Grandaire | Primary | 14.3 SEER2 HP | 3.5 | W5H5S42AKAAA | 1443 | 310 | 166.535 | 243 | 2162.535 | 652.465 | 2815
Kansas | Baker | Grandaire | Primary | 14.3 SEER2 HP | 4 | W5H5S48AKAAA | 1445 | 310 | 166.725 | 243 | 2164.725 | 650.275 | 2815
Kansas | Baker | Grandaire | Primary | 14.3 SEER2 HP | 5 | W5H5S60AKAAA | 1758 | 310 | 196.46 | 243 | 2507.46 | 652.54 | 3160
Missouri - St. Louis | Koch Air | Payne | Primary | 14.3 SEER2 HP | 1.5 | PH5SAN51800A | 973 | 310 | 121.885 | 243 | 1647.885 | 652.115 | 2300
Missouri - St. Louis | Koch Air | Payne | Primary | 14.3 SEER2 HP | 2 | PH5SAN52400A | 1006 | 310 | 125.02 | 243 | 1684.02 | 650.98 | 2335
Missouri - St. Louis | Koch Air | Payne | Primary | 14.3 SEER2 HP | 2.5 | PH5SAN53000A | 1133 | 310 | 137.085 | 243 | 1823.085 | 651.915 | 2475
Missouri - St. Louis | Koch Air | Payne | Primary | 14.3 SEER2 HP | 3 | PH5SAN53600A | 1314 | 310 | 154.28 | 243 | 2021.28 | 653.72 | 2675
Missouri - St. Louis | Koch Air | Payne | Primary | 14.3 SEER2 HP | 3.5 | PH5SAN54200A | 1443 | 310 | 166.535 | 243 | 2162.535 | 652.465 | 2815
Missouri - St. Louis | Koch Air | Payne | Primary | 14.3 SEER2 HP | 4 | PH5SAN54800A | 1445 | 310 | 166.725 | 243 | 2164.725 | 650.275 | 2815
Missouri - St. Louis | Koch Air | Payne | Primary | 14.3 SEER2 HP | 5 | PH5SAN56000A | 1758 | 310 | 196.46 | 243 | 2507.46 | 652.54 | 3160
Montana - South | Ferguson / Airefco | Day & Night | Primary | 14.3 SEER2 HP | 1.5 | R5H5S18AKAAA | 973 | 310 | 121.885 | 243 | 1647.885 | 652.115 | 2300
Montana - South | Ferguson / Airefco | Day & Night | Primary | 14.3 SEER2 HP | 2 | R5H5S24AKAAA | 1006 | 310 | 125.02 | 243 | 1684.02 | 650.98 | 2335
Montana - South | Ferguson / Airefco | Day & Night | Primary | 14.3 SEER2 HP | 2.5 | R5H5S30AKAAA | 1133 | 310 | 137.085 | 243 | 1823.085 | 651.915 | 2475
Montana - South | Ferguson / Airefco | Day & Night | Primary | 14.3 SEER2 HP | 3 | R5H5S36AKAAA | 1314 | 310 | 154.28 | 243 | 2021.28 | 653.72 | 2675
Montana - South | Ferguson / Airefco | Day & Night | Primary | 14.3 SEER2 HP | 3.5 | R5H5S42AKAAA | 1443 | 310 | 166.535 | 243 | 2162.535 | 652.465 | 2815
Montana - South | Ferguson / Airefco | Day & Night | Primary | 14.3 SEER2 HP | 4 | R5H5S48AKAAA | 1445 | 310 | 166.725 | 243 | 2164.725 | 650.275 | 2815
Montana - South | Ferguson / Airefco | Day & Night | Primary | 14.3 SEER2 HP | 5 | R5H5S60AKAAA | 1758 | 310 | 196.46 | 243 | 2507.46 | 652.54 | 3160
Nevada | Sigler | Payne | Primary | 14.3 SEER2 HP | 1.5 | PH5SAN51800A | 973 | 310 | 121.885 | 243 | 1647.885 | 652.115 | 2300
Nevada | Sigler | Payne | Primary | 14.3 SEER2 HP | 2 | PH5SAN52400A | 1006 | 310 | 125.02 | 243 | 1684.02 | 650.98 | 2335
Nevada | Sigler | Payne | Primary | 14.3 SEER2 HP | 2.5 | PH5SAN53000A | 1133 | 310 | 137.085 | 243 | 1823.085 | 651.915 | 2475
Nevada | Sigler | Payne | Primary | 14.3 SEER2 HP | 3 | PH5SAN53600A | 1314 | 310 | 154.28 | 243 | 2021.28 | 653.72 | 2675
Nevada | Sigler | Payne | Primary | 14.3 SEER2 HP | 3.5 | PH5SAN54200A | 1443 | 310 | 166.535 | 243 | 2162.535 | 652.465 | 2815
Nevada | Sigler | Payne | Primary | 14.3 SEER2 HP | 4 | PH5SAN54800A | 1445 | 310 | 166.725 | 243 | 2164.725 | 650.275 | 2815
Nevada | Sigler | Payne | Primary | 14.3 SEER2 HP | 5 | PH5SAN56000A | 1758 | 310 | 196.46 | 243 | 2507.46 | 652.54 | 3160
North Carolina | Baker | Grandaire | Primary | 14.3 SEER2 HP | 1.5 | W5H5S18AKAAA | 973 | 310 | 121.885 | 243 | 1647.885 | 652.115 | 2300
North Carolina | Baker | Grandaire | Primary | 14.3 SEER2 HP | 2 | W5H5S24AKAAA | 1006 | 310 | 125.02 | 243 | 1684.02 | 650.98 | 2335
North Carolina | Baker | Grandaire | Primary | 14.3 SEER2 HP | 2.5 | W5H5S30AKAAA | 1133 | 310 | 137.085 | 243 | 1823.085 | 651.915 | 2475
North Carolina | Baker | Grandaire | Primary | 14.3 SEER2 HP | 2.5 | W5H5S30AKAAA | 1133 | 310 | 137.085 | 243 | 1823.085 | 651.915 | 2475
North Carolina | Baker | Grandaire | Primary | 14.3 SEER2 HP | 3 | W5H5S36AKAAA | 1314 | 310 | 154.28 | 243 | 2021.28 | 653.72 | 2675
North Carolina | Baker | Grandaire | Primary | 14.3 SEER2 HP | 3 | W5H5S36AKAAA | 1314 | 310 | 154.28 | 243 | 2021.28 | 653.72 | 2675
North Carolina | Baker | Grandaire | Primary | 14.3 SEER2 HP | 3.5 | W5H5S42AKAAA | 1443 | 310 | 166.535 | 243 | 2162.535 | 652.465 | 2815
North Carolina | Baker | Grandaire | Primary | 14.3 SEER2 HP | 3.5 | W5H5S42AKAAA | 1443 | 310 | 166.535 | 243 | 2162.535 | 652.465 | 2815
North Carolina | Baker | Grandaire | Primary | 14.3 SEER2 HP | 4 | W5H5S48AKAAA | 1445 | 310 | 166.725 | 243 | 2164.725 | 650.275 | 2815
North Carolina | Baker | Grandaire | Primary | 14.3 SEER2 HP | 5 | W5H5S60AKAAA | 1758 | 310 | 196.46 | 243 | 2507.46 | 652.54 | 3160
Ohio - Columbus | Habegger | Payne | Primary | 14.3 SEER2 HP | 1.5 | PH5SAN51800A | 973 | 310 | 121.885 | 243 | 1647.885 | 652.115 | 2300
Ohio - Columbus | Habegger | Payne | Primary | 14.3 SEER2 HP | 2 | PH5SAN52400A | 1006 | 310 | 125.02 | 243 | 1684.02 | 650.98 | 2335
Ohio - Columbus | Habegger | Payne | Primary | 14.3 SEER2 HP | 2.5 | PH5SAN53000A | 1133 | 310 | 137.085 | 243 | 1823.085 | 651.915 | 2475
Ohio - Columbus | Habegger | Payne | Primary | 14.3 SEER2 HP | 3 | PH5SAN53600A | 1314 | 310 | 154.28 | 243 | 2021.28 | 653.72 | 2675
Ohio - Columbus | Habegger | Payne | Primary | 14.3 SEER2 HP | 3.5 | PH5SAN54200A | 1443 | 310 | 166.535 | 243 | 2162.535 | 652.465 | 2815
Ohio - Columbus | Habegger | Payne | Primary | 14.3 SEER2 HP | 4 | PH5SAN54800A | 1445 | 310 | 166.725 | 243 | 2164.725 | 650.275 | 2815
Ohio - Columbus | Habegger | Payne | Primary | 14.3 SEER2 HP | 5 | PH5SAN56000A | 1758 | 310 | 196.46 | 243 | 2507.46 | 652.54 | 3160
Ohio - North East | Habegger | ICP | Primary | 14.3 SEER2 HP | 1.5 | R5H5S18AKAAA | 973 | 310 | 121.885 | 243 | 1647.885 | 652.115 | 2300
Ohio - North East | Habegger | ICP | Primary | 14.3 SEER2 HP | 2 | R5H5S24AKAAA | 1006 | 310 | 125.02 | 243 | 1684.02 | 650.98 | 2335
Ohio - North East | Habegger | ICP | Primary | 14.3 SEER2 HP | 2.5 | R5H5S30AKAAA | 1133 | 310 | 137.085 | 243 | 1823.085 | 651.915 | 2475
Ohio - North East | Habegger | ICP | Primary | 14.3 SEER2 HP | 3 | R5H5S36AKAAA | 1314 | 310 | 154.28 | 243 | 2021.28 | 653.72 | 2675
Ohio - North East | Habegger | ICP | Primary | 14.3 SEER2 HP | 3.5 | R5H5S42AKAAA | 1443 | 310 | 166.535 | 243 | 2162.535 | 652.465 | 2815
Ohio - North East | Habegger | ICP | Primary | 14.3 SEER2 HP | 4 | R5H5S48AKAAA | 1445 | 310 | 166.725 | 243 | 2164.725 | 650.275 | 2815
Ohio - North East | Habegger | ICP | Primary | 14.3 SEER2 HP | 5 | R5H5S60AKAAA | 1758 | 310 | 196.46 | 243 | 2507.46 | 652.54 | 3160
Ohio - South West | Habegger | Payne | Primary | 14.3 SEER2 HP | 1.5 | PH5SAN51800A | 973 | 310 | 121.885 | 243 | 1647.885 | 652.115 | 2300
Ohio - South West | Habegger | Payne | Primary | 14.3 SEER2 HP | 2 | PH5SAN52400A | 1006 | 310 | 125.02 | 243 | 1684.02 | 650.98 | 2335
Ohio - South West | Habegger | Payne | Primary | 14.3 SEER2 HP | 2.5 | PH5SAN53000A | 1133 | 310 | 137.085 | 243 | 1823.085 | 651.915 | 2475
Ohio - South West | Habegger | Payne | Primary | 14.3 SEER2 HP | 3 | PH5SAN53600A | 1314 | 310 | 154.28 | 243 | 2021.28 | 653.72 | 2675
Ohio - South West | Habegger | Payne | Primary | 14.3 SEER2 HP | 3.5 | PH5SAN54200A | 1443 | 310 | 166.535 | 243 | 2162.535 | 652.465 | 2815
Ohio - South West | Habegger | Payne | Primary | 14.3 SEER2 HP | 4 | PH5SAN54800A | 1445 | 310 | 166.725 | 243 | 2164.725 | 650.275 | 2815
Ohio - South West | Habegger | Payne | Primary | 14.3 SEER2 HP | 5 | PH5SAN56000A | 1758 | 310 | 196.46 | 243 | 2507.46 | 652.54 | 3160
Oklahoma | Baker | Grandaire | Primary | 14.3 SEER2 HP | 1.5 | W5H5S18AKAAA | 973 | 310 | 121.885 | 243 | 1647.885 | 652.115 | 2300
Oklahoma | Baker | Grandaire | Primary | 14.3 SEER2 HP | 2 | W5H5S24AKAAA | 1006 | 310 | 125.02 | 243 | 1684.02 | 650.98 | 2335
Oklahoma | Baker | Grandaire | Primary | 14.3 SEER2 HP | 2.5 | W5H5S30AKAAA | 1133 | 310 | 137.085 | 243 | 1823.085 | 651.915 | 2475
Oklahoma | Baker | Grandaire | Primary | 14.3 SEER2 HP | 2.5 | W5H5S30AKAAA | 1133 | 310 | 137.085 | 243 | 1823.085 | 651.915 | 2475
Oklahoma | Baker | Grandaire | Primary | 14.3 SEER2 HP | 3 | W5H5S36AKAAA | 1314 | 310 | 154.28 | 243 | 2021.28 | 653.72 | 2675
Oklahoma | Baker | Grandaire | Primary | 14.3 SEER2 HP | 3 | W5H5S36AKAAA | 1314 | 310 | 154.28 | 243 | 2021.28 | 653.72 | 2675
Oklahoma | Baker | Grandaire | Primary | 14.3 SEER2 HP | 3.5 | W5H5S42AKAAA | 1443 | 310 | 166.535 | 243 | 2162.535 | 652.465 | 2815
Oklahoma | Baker | Grandaire | Primary | 14.3 SEER2 HP | 3.5 | W5H5S42AKAAA | 1443 | 310 | 166.535 | 243 | 2162.535 | 652.465 | 2815
Oklahoma | Baker | Grandaire | Primary | 14.3 SEER2 HP | 4 | W5H5S48AKAAA | 1445 | 310 | 166.725 | 243 | 2164.725 | 650.275 | 2815
Oklahoma | Baker | Grandaire | Primary | 14.3 SEER2 HP | 5 | W5H5S60AKAAA | 1758 | 310 | 196.46 | 243 | 2507.46 | 652.54 | 3160
Oregon - West | Ferguson / Airefco | Day & Night | Primary | 14.3 SEER2 HP | 1.5 | R5H5S18AKAAA | 973 | 310 | 121.885 | 243 | 1647.885 | 652.115 | 2300
Oregon - West | Ferguson / Airefco | Day & Night | Primary | 14.3 SEER2 HP | 2 | R5H5S24AKAAA | 1006 | 310 | 125.02 | 243 | 1684.02 | 650.98 | 2335
Oregon - West | Ferguson / Airefco | Day & Night | Primary | 14.3 SEER2 HP | 2.5 | R5H5S30AKAAA | 1133 | 310 | 137.085 | 243 | 1823.085 | 651.915 | 2475
Oregon - West | Ferguson / Airefco | Day & Night | Primary | 14.3 SEER2 HP | 3 | R5H5S36AKAAA | 1314 | 310 | 154.28 | 243 | 2021.28 | 653.72 | 2675
Oregon - West | Ferguson / Airefco | Day & Night | Primary | 14.3 SEER2 HP | 3.5 | R5H5S42AKAAA | 1443 | 310 | 166.535 | 243 | 2162.535 | 652.465 | 2815
Oregon - West | Ferguson / Airefco | Day & Night | Primary | 14.3 SEER2 HP | 4 | R5H5S48AKAAA | 1445 | 310 | 166.725 | 243 | 2164.725 | 650.275 | 2815
Oregon - West | Ferguson / Airefco | Day & Night | Primary | 14.3 SEER2 HP | 5 | R5H5S60AKAAA | 1758 | 310 | 196.46 | 243 | 2507.46 | 652.54 | 3160
Pittsburgh | Habegger | ICP | Primary | 14.3 SEER2 HP | 1.5 | R5H5S18AKAAA | 973 | 310 | 121.885 | 243 | 1647.885 | 652.115 | 2300
Pittsburgh | Habegger | ICP | Primary | 14.3 SEER2 HP | 2 | R5H5S24AKAAA | 1006 | 310 | 125.02 | 243 | 1684.02 | 650.98 | 2335
Pittsburgh | Habegger | ICP | Primary | 14.3 SEER2 HP | 2.5 | R5H5S30AKAAA | 1133 | 310 | 137.085 | 243 | 1823.085 | 651.915 | 2475
Pittsburgh | Habegger | ICP | Primary | 14.3 SEER2 HP | 3 | R5H5S36AKAAA | 1314 | 310 | 154.28 | 243 | 2021.28 | 653.72 | 2675
Pittsburgh | Habegger | ICP | Primary | 14.3 SEER2 HP | 3.5 | R5H5S42AKAAA | 1443 | 310 | 166.535 | 243 | 2162.535 | 652.465 | 2815
Pittsburgh | Habegger | ICP | Primary | 14.3 SEER2 HP | 4 | R5H5S48AKAAA | 1445 | 310 | 166.725 | 243 | 2164.725 | 650.275 | 2815
Pittsburgh | Habegger | ICP | Primary | 14.3 SEER2 HP | 5 | R5H5S60AKAAA | 1758 | 310 | 196.46 | 243 | 2507.46 | 652.54 | 3160
South Carolina | Baker | Grandaire | Primary | 14.3 SEER2 HP | 1.5 | W5H5S18AKAAA | 973 | 310 | 121.885 | 243 | 1647.885 | 652.115 | 2300
South Carolina | Baker | Grandaire | Primary | 14.3 SEER2 HP | 2 | W5H5S24AKAAA | 1006 | 310 | 125.02 | 243 | 1684.02 | 650.98 | 2335
South Carolina | Baker | Grandaire | Primary | 14.3 SEER2 HP | 2.5 | W5H5S30AKAAA | 1133 | 310 | 137.085 | 243 | 1823.085 | 651.915 | 2475
South Carolina | Baker | Grandaire | Primary | 14.3 SEER2 HP | 2.5 | W5H5S30AKAAA | 1133 | 310 | 137.085 | 243 | 1823.085 | 651.915 | 2475
South Carolina | Baker | Grandaire | Primary | 14.3 SEER2 HP | 3 | W5H5S36AKAAA | 1314 | 310 | 154.28 | 243 | 2021.28 | 653.72 | 2675
South Carolina | Baker | Grandaire | Primary | 14.3 SEER2 HP | 3 | W5H5S36AKAAA | 1314 | 310 | 154.28 | 243 | 2021.28 | 653.72 | 2675
South Carolina | Baker | Grandaire | Primary | 14.3 SEER2 HP | 3.5 | W5H5S42AKAAA | 1443 | 310 | 166.535 | 243 | 2162.535 | 652.465 | 2815
South Carolina | Baker | Grandaire | Primary | 14.3 SEER2 HP | 3.5 | W5H5S42AKAAA | 1443 | 310 | 166.535 | 243 | 2162.535 | 652.465 | 2815
South Carolina | Baker | Grandaire | Primary | 14.3 SEER2 HP | 4 | W5H5S48AKAAA | 1445 | 310 | 166.725 | 243 | 2164.725 | 650.275 | 2815
South Carolina | Baker | Grandaire | Primary | 14.3 SEER2 HP | 5 | W5H5S60AKAAA | 1758 | 310 | 196.46 | 243 | 2507.46 | 652.54 | 3160
Tennesee - All Markets | Habegger | Tempstar (ICP) | Primary | 14.3 SEER2 HP | 1.5 | R5H5S18AKAAA | 973 | 310 | 121.885 | 243 | 1647.885 | 652.115 | 2300
Tennesee - All Markets | Habegger | Tempstar (ICP) | Primary | 14.3 SEER2 HP | 2 | R5H5S24AKAAA | 1006 | 310 | 125.02 | 243 | 1684.02 | 650.98 | 2335
Tennesee - All Markets | Habegger | Tempstar (ICP) | Primary | 14.3 SEER2 HP | 2.5 | R5H5S30AKAAA | 1133 | 310 | 137.085 | 243 | 1823.085 | 651.915 | 2475
Tennesee - All Markets | Habegger | Tempstar (ICP) | Primary | 14.3 SEER2 HP | 3 | R5H5S36AKAAA | 1314 | 310 | 154.28 | 243 | 2021.28 | 653.72 | 2675
Tennesee - All Markets | Habegger | Tempstar (ICP) | Primary | 14.3 SEER2 HP | 3.5 | R5H5S42AKAAA | 1443 | 310 | 166.535 | 243 | 2162.535 | 652.465 | 2815
Tennesee - All Markets | Habegger | Tempstar (ICP) | Primary | 14.3 SEER2 HP | 4 | R5H5S48AKAAA | 1445 | 310 | 166.725 | 243 | 2164.725 | 650.275 | 2815
Tennesee - All Markets | Habegger | Tempstar (ICP) | Primary | 14.3 SEER2 HP | 5 | R5H5S60AKAAA | 1758 | 310 | 196.46 | 243 | 2507.46 | 652.54 | 3160
Tennessee - Memphis | Sanders | Tempstar (ICP) | Primary | 14.3 SEER2 HP | 1.5 | R5H5S18AKAAA | 973 | 310 | 121.885 | 243 | 1647.885 | 652.115 | 2300
Tennessee - Memphis | Sanders | Tempstar (ICP) | Primary | 14.3 SEER2 HP | 2 | R5H5S24AKAAA | 1006 | 310 | 125.02 | 243 | 1684.02 | 650.98 | 2335
Tennessee - Memphis | Sanders | Tempstar (ICP) | Primary | 14.3 SEER2 HP | 2.5 | R5H5S30AKAAA | 1133 | 310 | 137.085 | 243 | 1823.085 | 651.915 | 2475
Tennessee - Memphis | Sanders | Tempstar (ICP) | Primary | 14.3 SEER2 HP | 3 | R5H5S36AKAAA | 1314 | 310 | 154.28 | 243 | 2021.28 | 653.72 | 2675
Tennessee - Memphis | Sanders | Tempstar (ICP) | Primary | 14.3 SEER2 HP | 3.5 | R5H5S42AKAAA | 1443 | 310 | 166.535 | 243 | 2162.535 | 652.465 | 2815
Tennessee - Memphis | Sanders | Tempstar (ICP) | Primary | 14.3 SEER2 HP | 4 | R5H5S48AKAAA | 1445 | 310 | 166.725 | 243 | 2164.725 | 650.275 | 2815
Tennessee - Memphis | Sanders | Tempstar (ICP) | Primary | 14.3 SEER2 HP | 5 | R5H5S60AKAAA | 1758 | 310 | 196.46 | 243 | 2507.46 | 652.54 | 3160
Texas - Central | Robert Madden | Day & Night (ICP) | Primary | 14.3 SEER2 HP | 1.5 | R5H5S18AKAAA | 973 | 310 | 121.885 | 243 | 1647.885 | 652.115 | 2300
Texas - Central | Robert Madden | Day & Night (ICP) | Primary | 14.3 SEER2 HP | 2 | R5H5S24AKAAA | 1006 | 310 | 125.02 | 243 | 1684.02 | 650.98 | 2335
Texas - Central | Robert Madden | Day & Night (ICP) | Primary | 14.3 SEER2 HP | 2.5 | R5H5S30AKAAA | 1133 | 310 | 137.085 | 243 | 1823.085 | 651.915 | 2475
Texas - Central | Robert Madden | Day & Night (ICP) | Primary | 14.3 SEER2 HP | 3 | R5H5S36AKAAA | 1314 | 310 | 154.28 | 243 | 2021.28 | 653.72 | 2675
Texas - Central | Robert Madden | Day & Night (ICP) | Primary | 14.3 SEER2 HP | 3.5 | R5H5S42AKAAA | 1443 | 310 | 166.535 | 243 | 2162.535 | 652.465 | 2815
Texas - Central | Robert Madden | Day & Night (ICP) | Primary | 14.3 SEER2 HP | 4 | R5H5S48AKAAA | 1445 | 310 | 166.725 | 243 | 2164.725 | 650.275 | 2815
Texas - Central | Robert Madden | Day & Night (ICP) | Primary | 14.3 SEER2 HP | 5 | R5H5S60AKAAA | 1758 | 310 | 196.46 | 243 | 2507.46 | 652.54 | 3160
Texas - West | Robert Madden | Payne | Primary | 14.3 SEER2 HP | 1.5 | PH5SAN51800A | 973 | 310 | 121.885 | 243 | 1647.885 | 652.115 | 2300
Texas - West | Robert Madden | Payne | Primary | 14.3 SEER2 HP | 2 | PH5SAN52400A | 1006 | 310 | 125.02 | 243 | 1684.02 | 650.98 | 2335
Texas - West | Robert Madden | Payne | Primary | 14.3 SEER2 HP | 2.5 | PH5SAN53000A | 1133 | 310 | 137.085 | 243 | 1823.085 | 651.915 | 2475
Texas - West | Robert Madden | Payne | Primary | 14.3 SEER2 HP | 3 | PH5SAN53600A | 1314 | 310 | 154.28 | 243 | 2021.28 | 653.72 | 2675
Texas - West | Robert Madden | Payne | Primary | 14.3 SEER2 HP | 3.5 | PH5SAN54200A | 1443 | 310 | 166.535 | 243 | 2162.535 | 652.465 | 2815
Texas - West | Robert Madden | Payne | Primary | 14.3 SEER2 HP | 4 | PH5SAN54800A | 1445 | 310 | 166.725 | 243 | 2164.725 | 650.275 | 2815
Texas - West | Robert Madden | Payne | Primary | 14.3 SEER2 HP | 5 | PH5SAN56000A | 1758 | 310 | 196.46 | 243 | 2507.46 | 652.54 | 3160
Virginia | Baker | Grandaire | Primary | 14.3 SEER2 HP | 1.5 | W5H5S18AKAAA | 973 | 310 | 121.885 | 243 | 1647.885 | 652.115 | 2300
Virginia | Baker | Grandaire | Primary | 14.3 SEER2 HP | 2 | W5H5S24AKAAA | 1006 | 310 | 125.02 | 243 | 1684.02 | 650.98 | 2335
Virginia | Baker | Grandaire | Primary | 14.3 SEER2 HP | 2.5 | W5H5S30AKAAA | 1133 | 310 | 137.085 | 243 | 1823.085 | 651.915 | 2475
Virginia | Baker | Grandaire | Primary | 14.3 SEER2 HP | 3 | W5H5S36AKAAA | 1314 | 310 | 154.28 | 243 | 2021.28 | 653.72 | 2675
Virginia | Baker | Grandaire | Primary | 14.3 SEER2 HP | 3.5 | W5H5S42AKAAA | 1443 | 310 | 166.535 | 243 | 2162.535 | 652.465 | 2815
Virginia | Baker | Grandaire | Primary | 14.3 SEER2 HP | 4 | W5H5S48AKAAA | 1445 | 310 | 166.725 | 243 | 2164.725 | 650.275 | 2815
Virginia | Baker | Grandaire | Primary | 14.3 SEER2 HP | 5 | W5H5S60AKAAA | 1758 | 310 | 196.46 | 243 | 2507.46 | 652.54 | 3160
Washington | Ferguson / Airefco | Day & Night | Primary | 14.3 SEER2 HP | 1.5 | R5H5S18AKAAA | 973 | 310 | 121.885 | 243 | 1647.885 | 652.115 | 2300
Washington | Ferguson / Airefco | Day & Night | Primary | 14.3 SEER2 HP | 2 | R5H5S24AKAAA | 1006 | 310 | 125.02 | 243 | 1684.02 | 650.98 | 2335
Washington | Ferguson / Airefco | Day & Night | Primary | 14.3 SEER2 HP | 2.5 | R5H5S30AKAAA | 1133 | 310 | 137.085 | 243 | 1823.085 | 651.915 | 2475
Washington | Ferguson / Airefco | Day & Night | Primary | 14.3 SEER2 HP | 3 | R5H5S36AKAAA | 1314 | 310 | 154.28 | 243 | 2021.28 | 653.72 | 2675
Washington | Ferguson / Airefco | Day & Night | Primary | 14.3 SEER2 HP | 3.5 | R5H5S42AKAAA | 1443 | 310 | 166.535 | 243 | 2162.535 | 652.465 | 2815
Washington | Ferguson / Airefco | Day & Night | Primary | 14.3 SEER2 HP | 4 | R5H5S48AKAAA | 1445 | 310 | 166.725 | 243 | 2164.725 | 650.275 | 2815
Washington | Ferguson / Airefco | Day & Night | Primary | 14.3 SEER2 HP | 5 | R5H5S60AKAAA | 1758 | 310 | 196.46 | 243 | 2507.46 | 652.54 | 3160

## Air Handler Only
HVAC Matchup Breakdown
Labor Includes the Following: | [5 empty] | Items not Included with Full Installations: | [5 empty] | Price
Scheduling City or County Inspections (Permit Costs Not Included) | [5 empty] | Permit Fees | [5 empty] | Priced Per Job
All Required Workers Comp & Liability Insurance | [5 empty] | Ductwork Replacement and Modifications | [5 empty] | Reference Duct-Plenum SOW
Direct Labor Costs to Complete the Installation | [5 empty] | Crane Rental for Roof Mounted Package Units | [5 empty] | Priced Per Job
Indirect Labor & Overhead Costs such as AP, AR & Job Management | [5 empty] | Low NOx Emission Regulation Fee <-- For California Furnace Partial and Full Installs | [5 empty] | 150
Average Tax Rate |  | 0.095 |  |  |  | HERS & CHEERS Rating Fee <-- For California Install (Price ranges from $150.00 - $300.00) | [5 empty] | Priced Per Job
[6 empty] | Roof Brackets/Curbs for roof Mounted Package Units | [5 empty] | Priced Per Job
[6 empty] | Gable Mount Engineering for Package Units Required by Code <--Central & South Florida | [5 empty] | 750
[6 empty] | Complete Drawing and Mechanical Design Submittals for Permitting | [5 empty] | 350
[6 empty] | Removal and Reinstallation of Attic Access Panels or Staircases | [5 empty] | (Repairs Completed by the GC)
$350 Material Pricing includes the following (as needed)
Region | Distributor | Brand | Guide | Matchup | Tonnage | Air Handler | Price | Avg Material Price | Avg Sales Tax | Warranty | Sub Total | Labor | SOW Price | Air Handler Material
Alabama | Mingledorffs | Weathermaker | Primary | 14.3 SEER2 AH | 1.5 | PF5MNXA18L00 | 727 | 350 | 102.315 | 210 | 1389.315 | 1085.685 | 2475 | Digital 2/1 Thermostat
Alabama | Mingledorffs | Weathermaker | Primary | 14.3 SEER2 AH | 2 | PF5MNXB24L00 | 727 | 350 | 102.315 | 210 | 1389.315 | 1085.685 | 2475 | 240V Whip & 240V Disconnect
Alabama | Mingledorffs | Weathermaker | Primary | 14.3 SEER2 AH | 2.5 | PF5MNXB30L00 | 757 | 350 | 105.165 | 210 | 1422.165 | 1077.835 | 2500 | Return Plenum (Includes Filter Rack & Filter if Needed)
Alabama | Mingledorffs | Weathermaker | Primary | 14.3 SEER2 AH | 3 | PF5MNXB36L00 | 824 | 350 | 111.53 | 210 | 1495.53 | 1079.47 | 2575 | 30x60 Emergency Drain Pan
Alabama | Mingledorffs | Weathermaker | Primary | 14.3 SEER2 AH | 3.5 | PF5MNXC42L00 | 854 | 350 | 114.38 | 210 | 1528.38 | 1081.62 | 2610 | 1 Safety Switch for Emergency Pan
Alabama | Mingledorffs | Weathermaker | Primary | 14.3 SEER2 AH | 4 | PF5MNXC48L00 | 878 | 350 | 116.66 | 210 | 1554.66 | 1080.34 | 2635 | PVC Drain Material
Alabama | Mingledorffs | Weathermaker | Primary | 14.3 SEER2 AH | 5 | PF5MNXD60L00 | 994 | 350 | 127.68 | 210 | 1681.68 | 1078.32 | 2760 | Condensation Pump
Arizona | Sigler | Payne | Primary | 14.3 SEER2 AH | 1.5 | PF5MNXA18L00 | 727 | 350 | 102.315 | 210 | 1389.315 | 1085.685 | 2475 | Ductwork Transition Material
Arizona | Sigler | Payne | Primary | 14.3 SEER2 AH | 2 | PF5MNXB24L00 | 727 | 350 | 102.315 | 210 | 1389.315 | 1085.685 | 2475 | TXV
Arizona | Sigler | Payne | Primary | 14.3 SEER2 AH | 2.5 | PF5MNXB30L00 | 757 | 350 | 105.165 | 210 | 1422.165 | 1077.835 | 2500 | Screws & Wire Nuts
Arizona | Sigler | Payne | Primary | 14.3 SEER2 AH | 3 | PF5MNXB36L00 | 824 | 350 | 111.53 | 210 | 1495.53 | 1079.47 | 2575 | Freon (Up-to 2lbs)
Arizona | Sigler | Payne | Primary | 14.3 SEER2 AH | 3.5 | PF5MNXC42L00 | 854 | 350 | 114.38 | 210 | 1528.38 | 1081.62 | 2610 | Misc Installation Supplies
Arizona | Sigler | Payne | Primary | 14.3 SEER2 AH | 4 | PF5MNXC48L00 | 878 | 350 | 116.66 | 210 | 1554.66 | 1080.34 | 2635
Arizona | Sigler | Payne | Primary | 14.3 SEER2 AH | 5 | PF5MNXD60L00 | 994 | 350 | 127.68 | 210 | 1681.68 | 1078.32 | 2760
Colorado | Lohmiller | Payne | Primary | 14.3 SEER2 AH | 1.5 | PF5MNXA18L00 | 727 | 350 | 102.315 | 210 | 1389.315 | 1085.685 | 2475
Colorado | Lohmiller | Payne | Primary | 14.3 SEER2 AH | 1.5 | PF5MNXA18L00 | 727 | 350 | 102.315 | 210 | 1389.315 | 1085.685 | 2475
Colorado | Lohmiller | Payne | Primary | 14.3 SEER2 AH | 2 | PF5MNXB24L00 | 727 | 350 | 102.315 | 210 | 1389.315 | 1085.685 | 2475
Colorado | Lohmiller | Payne | Primary | 14.3 SEER2 AH | 2 | PF5MNXB24L00 | 727 | 350 | 102.315 | 210 | 1389.315 | 1085.685 | 2475
Colorado | Lohmiller | Payne | Primary | 14.3 SEER2 AH | 2 | PF5MNXB24L00 | 727 | 350 | 102.315 | 210 | 1389.315 | 1085.685 | 2475
Colorado | Lohmiller | Payne | Primary | 14.3 SEER2 AH | 2.5 | PF5MNXB30L00 | 757 | 350 | 105.165 | 210 | 1422.165 | 1077.835 | 2500
Colorado | Lohmiller | Payne | Primary | 14.3 SEER2 AH | 2.5 | PF5MNXB30L00 | 757 | 350 | 105.165 | 210 | 1422.165 | 1077.835 | 2500
Colorado | Lohmiller | Payne | Primary | 14.3 SEER2 AH | 3 | PF5MNXB36L00 | 824 | 350 | 111.53 | 210 | 1495.53 | 1079.47 | 2575
Colorado | Lohmiller | Payne | Primary | 14.3 SEER2 AH | 3 | PF5MNXB36L00 | 824 | 350 | 111.53 | 210 | 1495.53 | 1079.47 | 2575
Colorado | Lohmiller | Payne | Primary | 14.3 SEER2 AH | 3.5 | PF5MNXC42L00 | 854 | 350 | 114.38 | 210 | 1528.38 | 1081.62 | 2610
Colorado | Lohmiller | Payne | Primary | 14.3 SEER2 AH | 4 | PF5MNXC48L00 | 878 | 350 | 116.66 | 210 | 1554.66 | 1080.34 | 2635
Colorado | Lohmiller | Payne | Primary | 14.3 SEER2 AH | 5 | PF5MNXD60L00 | 994 | 350 | 127.68 | 210 | 1681.68 | 1078.32 | 2760
Florida | Baker | Grandaire | Primary | 14.3 SEER2 AH | 1.5 | WCHL185AA | 727 | 350 | 102.315 | 210 | 1389.315 | 1085.685 | 2475
Florida | Baker | Grandaire | Primary | 14.3 SEER2 AH | 2 | WCHL245AB | 727 | 350 | 102.315 | 210 | 1389.315 | 1085.685 | 2475
Florida | Baker | Grandaire | Primary | 14.3 SEER2 AH | 2.5 | WCHL305AB | 757 | 350 | 105.165 | 210 | 1422.165 | 1077.835 | 2500
Florida | Baker | Grandaire | Primary | 14.3 SEER2 AH | 2.5 | WCHL305AB | 757 | 350 | 105.165 | 210 | 1422.165 | 1077.835 | 2500
Florida | Baker | Grandaire | Primary | 14.3 SEER2 AH | 3 | WCHL365AB | 824 | 350 | 111.53 | 210 | 1495.53 | 1079.47 | 2575
Florida | Baker | Grandaire | Primary | 14.3 SEER2 AH | 3 | WCHL365AB | 824 | 350 | 111.53 | 210 | 1495.53 | 1079.47 | 2575
Florida | Baker | Grandaire | Primary | 14.3 SEER2 AH | 3.5 | WCHL425AC | 854 | 350 | 114.38 | 210 | 1528.38 | 1081.62 | 2610
Florida | Baker | Grandaire | Primary | 14.3 SEER2 AH | 3.5 | WCHL425AC | 854 | 350 | 114.38 | 210 | 1528.38 | 1081.62 | 2610
Florida | Baker | Grandaire | Primary | 14.3 SEER2 AH | 4 | WCHL485AC | 878 | 350 | 116.66 | 210 | 1554.66 | 1080.34 | 2635
Florida | Baker | Grandaire | Primary | 14.3 SEER2 AH | 5 | WCHL605BD | 994 | 350 | 127.68 | 210 | 1681.68 | 1078.32 | 2760
Georgia | Mingledorffs | Weathermaker | Primary | 14.3 SEER2 AH | 1.5 | PF5MNXA18L00 | 727 | 350 | 102.315 | 210 | 1389.315 | 1085.685 | 2475
Georgia | Mingledorffs | Weathermaker | Primary | 14.3 SEER2 AH | 2 | PF5MNXB24L00 | 727 | 350 | 102.315 | 210 | 1389.315 | 1085.685 | 2475
Georgia | Mingledorffs | Weathermaker | Primary | 14.3 SEER2 AH | 2.5 | PF5MNXB30L00 | 757 | 350 | 105.165 | 210 | 1422.165 | 1077.835 | 2500
Georgia | Mingledorffs | Weathermaker | Primary | 14.3 SEER2 AH | 3 | PF5MNXB36L00 | 824 | 350 | 111.53 | 210 | 1495.53 | 1079.47 | 2575
Georgia | Mingledorffs | Weathermaker | Primary | 14.3 SEER2 AH | 3.5 | PF5MNXC42L00 | 854 | 350 | 114.38 | 210 | 1528.38 | 1081.62 | 2610
Georgia | Mingledorffs | Weathermaker | Primary | 14.3 SEER2 AH | 4 | PF5MNXC48L00 | 878 | 350 | 116.66 | 210 | 1554.66 | 1080.34 | 2635
Georgia | Mingledorffs | Weathermaker | Primary | 14.3 SEER2 AH | 5 | PF5MNXD60L00 | 994 | 350 | 127.68 | 210 | 1681.68 | 1078.32 | 2760
Illinois | TEC | Weathermaker | Primary | 14.3 SEER2 AH | 1.5 | PF5MNXA18L00 | 727 | 350 | 102.315 | 210 | 1389.315 | 1085.685 | 2475
Illinois | TEC | Weathermaker | Primary | 14.3 SEER2 AH | 2 | PF5MNXB24L00 | 727 | 350 | 102.315 | 210 | 1389.315 | 1085.685 | 2475
Illinois | TEC | Weathermaker | Primary | 14.3 SEER2 AH | 2.5 | PF5MNXB30L00 | 757 | 350 | 105.165 | 210 | 1422.165 | 1077.835 | 2500
Illinois | TEC | Weathermaker | Primary | 14.3 SEER2 AH | 3 | PF5MNXB36L00 | 824 | 350 | 111.53 | 210 | 1495.53 | 1079.47 | 2575
Illinois | TEC | Weathermaker | Primary | 14.3 SEER2 AH | 3.5 | PF5MNXC42L00 | 854 | 350 | 114.38 | 210 | 1528.38 | 1081.62 | 2610
Illinois | TEC | Weathermaker | Primary | 14.3 SEER2 AH | 4 | PF5MNXC48L00 | 878 | 350 | 116.66 | 210 | 1554.66 | 1080.34 | 2635
Illinois | TEC | Weathermaker | Primary | 14.3 SEER2 AH | 5 | PF5MNXD60L00 | 994 | 350 | 127.68 | 210 | 1681.68 | 1078.32 | 2760
Indiana | Habegger | Day & Night (ICP) | Primary | 14.3 SEER2 AH | 1.5 | FHMA5X18L0AA | 727 | 350 | 102.315 | 210 | 1389.315 | 1085.685 | 2475
Indiana | Habegger | Day & Night (ICP) | Primary | 14.3 SEER2 AH | 2 | FHMA5X24L0BA | 727 | 350 | 102.315 | 210 | 1389.315 | 1085.685 | 2475
Indiana | Habegger | Day & Night (ICP) | Primary | 14.3 SEER2 AH | 2.5 | FHMA5X30L0BA | 757 | 350 | 105.165 | 210 | 1422.165 | 1077.835 | 2500
Indiana | Habegger | Day & Night (ICP) | Primary | 14.3 SEER2 AH | 3 | FHMA5X36L0BA | 824 | 350 | 111.53 | 210 | 1495.53 | 1079.47 | 2575
Indiana | Habegger | Day & Night (ICP) | Primary | 14.3 SEER2 AH | 3.5 | FHMA5X42L0CA | 854 | 350 | 114.38 | 210 | 1528.38 | 1081.62 | 2610
Indiana | Habegger | Day & Night (ICP) | Primary | 14.3 SEER2 AH | 4 | FHMA5X48L0CA | 878 | 350 | 116.66 | 210 | 1554.66 | 1080.34 | 2635
Indiana | Habegger | Day & Night (ICP) | Primary | 14.3 SEER2 AH | 5 | FHMA5X60L0DA | 994 | 350 | 127.68 | 210 | 1681.68 | 1078.32 | 2760
Kansas | Baker | Grandaire | Primary | 14.3 SEER2 AH | 1.5 | WCHL185AA | 727 | 350 | 102.315 | 210 | 1389.315 | 1085.685 | 2475
Kansas | Baker | Grandaire | Primary | 14.3 SEER2 AH | 2 | WCHL245AB | 727 | 350 | 102.315 | 210 | 1389.315 | 1085.685 | 2475
Kansas | Baker | Grandaire | Primary | 14.3 SEER2 AH | 2.5 | WCHL305AB | 757 | 350 | 105.165 | 210 | 1422.165 | 1077.835 | 2500
Kansas | Baker | Grandaire | Primary | 14.3 SEER2 AH | 2.5 | WCHL305AB | 757 | 350 | 105.165 | 210 | 1422.165 | 1077.835 | 2500
Kansas | Baker | Grandaire | Primary | 14.3 SEER2 AH | 3 | WCHL365AB | 824 | 350 | 111.53 | 210 | 1495.53 | 1079.47 | 2575
Kansas | Baker | Grandaire | Primary | 14.3 SEER2 AH | 3 | WCHL365AB | 824 | 350 | 111.53 | 210 | 1495.53 | 1079.47 | 2575
Kansas | Baker | Grandaire | Primary | 14.3 SEER2 AH | 3.5 | WCHL425AC | 854 | 350 | 114.38 | 210 | 1528.38 | 1081.62 | 2610
Kansas | Baker | Grandaire | Primary | 14.3 SEER2 AH | 3.5 | WCHL425AC | 854 | 350 | 114.38 | 210 | 1528.38 | 1081.62 | 2610
Kansas | Baker | Grandaire | Primary | 14.3 SEER2 AH | 4 | WCHL485AC | 878 | 350 | 116.66 | 210 | 1554.66 | 1080.34 | 2635
Kansas | Baker | Grandaire | Primary | 14.3 SEER2 AH | 5 | WCHL605BD | 994 | 350 | 127.68 | 210 | 1681.68 | 1078.32 | 2760
Missouri - St. Louis | Koch Air | Payne | Primary | 14.3 SEER2 AH | 1.5 | PF5MNXA18L00 | 727 | 350 | 102.315 | 210 | 1389.315 | 1085.685 | 2475
Missouri - St. Louis | Koch Air | Payne | Primary | 14.3 SEER2 AH | 2 | PF5MNXB24L00 | 727 | 350 | 102.315 | 210 | 1389.315 | 1085.685 | 2475
Missouri - St. Louis | Koch Air | Payne | Primary | 14.3 SEER2 AH | 2.5 | PF5MNXB30L00 | 757 | 350 | 105.165 | 210 | 1422.165 | 1077.835 | 2500
Missouri - St. Louis | Koch Air | Payne | Primary | 14.3 SEER2 AH | 3 | PF5MNXB36L00 | 824 | 350 | 111.53 | 210 | 1495.53 | 1079.47 | 2575
Missouri - St. Louis | Koch Air | Payne | Primary | 14.3 SEER2 AH | 3.5 | PF5MNXC42L00 | 854 | 350 | 114.38 | 210 | 1528.38 | 1081.62 | 2610
Missouri - St. Louis | Koch Air | Payne | Primary | 14.3 SEER2 AH | 4 | PF5MNXC48L00 | 878 | 350 | 116.66 | 210 | 1554.66 | 1080.34 | 2635
Missouri - St. Louis | Koch Air | Payne | Primary | 14.3 SEER2 AH | 5 | PF5MNXD60L00 | 994 | 350 | 127.68 | 210 | 1681.68 | 1078.32 | 2760
Montana - South | Ferguson / Airefco | Day & Night | Primary | 14.3 SEER2 AH | 1.5 | FHMA5X18L0AA | 727 | 350 | 102.315 | 210 | 1389.315 | 1085.685 | 2475
Montana - South | Ferguson / Airefco | Day & Night | Primary | 14.3 SEER2 AH | 2 | FHMA5X24L0BA | 727 | 350 | 102.315 | 210 | 1389.315 | 1085.685 | 2475
Montana - South | Ferguson / Airefco | Day & Night | Primary | 14.3 SEER2 AH | 2.5 | FHMA5X30L0BA | 757 | 350 | 105.165 | 210 | 1422.165 | 1077.835 | 2500
Montana - South | Ferguson / Airefco | Day & Night | Primary | 14.3 SEER2 AH | 3 | FHMA5X36L0BA | 824 | 350 | 111.53 | 210 | 1495.53 | 1079.47 | 2575
Montana - South | Ferguson / Airefco | Day & Night | Primary | 14.3 SEER2 AH | 3.5 | FHMA5X42L0CA | 854 | 350 | 114.38 | 210 | 1528.38 | 1081.62 | 2610
Montana - South | Ferguson / Airefco | Day & Night | Primary | 14.3 SEER2 AH | 4 | FHMA5X48L0CA | 878 | 350 | 116.66 | 210 | 1554.66 | 1080.34 | 2635
Montana - South | Ferguson / Airefco | Day & Night | Primary | 14.3 SEER2 AH | 5 | FHMA5X60L0DA | 994 | 350 | 127.68 | 210 | 1681.68 | 1078.32 | 2760
Nevada | Sigler | Payne | Primary | 14.3 SEER2 AH | 1.5 | PF5MNXA18L00 | 727 | 350 | 102.315 | 210 | 1389.315 | 1085.685 | 2475
Nevada | Sigler | Payne | Primary | 14.3 SEER2 AH | 2 | PF5MNXB24L00 | 727 | 350 | 102.315 | 210 | 1389.315 | 1085.685 | 2475
Nevada | Sigler | Payne | Primary | 14.3 SEER2 AH | 2.5 | PF5MNXB30L00 | 757 | 350 | 105.165 | 210 | 1422.165 | 1077.835 | 2500
Nevada | Sigler | Payne | Primary | 14.3 SEER2 AH | 3 | PF5MNXB36L00 | 824 | 350 | 111.53 | 210 | 1495.53 | 1079.47 | 2575
Nevada | Sigler | Payne | Primary | 14.3 SEER2 AH | 3.5 | PF5MNXC42L00 | 854 | 350 | 114.38 | 210 | 1528.38 | 1081.62 | 2610
Nevada | Sigler | Payne | Primary | 14.3 SEER2 AH | 4 | PF5MNXC48L00 | 878 | 350 | 116.66 | 210 | 1554.66 | 1080.34 | 2635
Nevada | Sigler | Payne | Primary | 14.3 SEER2 AH | 5 | PF5MNXD60L00 | 994 | 350 | 127.68 | 210 | 1681.68 | 1078.32 | 2760
North Carolina | Baker | Grandaire | Primary | 14.3 SEER2 AH | 1.5 | WCHL185AA | 727 | 350 | 102.315 | 210 | 1389.315 | 1085.685 | 2475
North Carolina | Baker | Grandaire | Primary | 14.3 SEER2 AH | 2 | WCHL245AB | 727 | 350 | 102.315 | 210 | 1389.315 | 1085.685 | 2475
North Carolina | Baker | Grandaire | Primary | 14.3 SEER2 AH | 2.5 | WCHL305AB | 757 | 350 | 105.165 | 210 | 1422.165 | 1077.835 | 2500
North Carolina | Baker | Grandaire | Primary | 14.3 SEER2 AH | 2.5 | WCHL305AB | 757 | 350 | 105.165 | 210 | 1422.165 | 1077.835 | 2500
North Carolina | Baker | Grandaire | Primary | 14.3 SEER2 AH | 3 | WCHL365AB | 824 | 350 | 111.53 | 210 | 1495.53 | 1079.47 | 2575
North Carolina | Baker | Grandaire | Primary | 14.3 SEER2 AH | 3 | WCHL365AB | 824 | 350 | 111.53 | 210 | 1495.53 | 1079.47 | 2575
North Carolina | Baker | Grandaire | Primary | 14.3 SEER2 AH | 3.5 | WCHL425AC | 854 | 350 | 114.38 | 210 | 1528.38 | 1081.62 | 2610
North Carolina | Baker | Grandaire | Primary | 14.3 SEER2 AH | 3.5 | WCHL425AC | 854 | 350 | 114.38 | 210 | 1528.38 | 1081.62 | 2610
North Carolina | Baker | Grandaire | Primary | 14.3 SEER2 AH | 4 | WCHL485AC | 878 | 350 | 116.66 | 210 | 1554.66 | 1080.34 | 2635
North Carolina | Baker | Grandaire | Primary | 14.3 SEER2 AH | 5 | WCHL605BD | 994 | 350 | 127.68 | 210 | 1681.68 | 1078.32 | 2760
Ohio - Columbus | Habegger | Payne | Primary | 14.3 SEER2 AH | 1.5 | PF5MNXA18L00 | 727 | 350 | 102.315 | 210 | 1389.315 | 1085.685 | 2475
Ohio - Columbus | Habegger | Payne | Primary | 14.3 SEER2 AH | 2 | PF5MNXB24L00 | 727 | 350 | 102.315 | 210 | 1389.315 | 1085.685 | 2475
Ohio - Columbus | Habegger | Payne | Primary | 14.3 SEER2 AH | 2.5 | PF5MNXB30L00 | 757 | 350 | 105.165 | 210 | 1422.165 | 1077.835 | 2500
Ohio - Columbus | Habegger | Payne | Primary | 14.3 SEER2 AH | 3 | PF5MNXB36L00 | 824 | 350 | 111.53 | 210 | 1495.53 | 1079.47 | 2575
Ohio - Columbus | Habegger | Payne | Primary | 14.3 SEER2 AH | 3.5 | PF5MNXC42L00 | 854 | 350 | 114.38 | 210 | 1528.38 | 1081.62 | 2610
Ohio - Columbus | Habegger | Payne | Primary | 14.3 SEER2 AH | 4 | PF5MNXC48L00 | 878 | 350 | 116.66 | 210 | 1554.66 | 1080.34 | 2635
Ohio - Columbus | Habegger | Payne | Primary | 14.3 SEER2 AH | 5 | PF5MNXD60L00 | 994 | 350 | 127.68 | 210 | 1681.68 | 1078.32 | 2760
Ohio - North East | Habegger | ICP | Primary | 14.3 SEER2 AH | 1.5 | FHMA5X18L0AA | 727 | 350 | 102.315 | 210 | 1389.315 | 1085.685 | 2475
Ohio - North East | Habegger | ICP | Primary | 14.3 SEER2 AH | 2 | FHMA5X24L0BA | 727 | 350 | 102.315 | 210 | 1389.315 | 1085.685 | 2475
Ohio - North East | Habegger | ICP | Primary | 14.3 SEER2 AH | 2.5 | FHMA5X30L0BA | 757 | 350 | 105.165 | 210 | 1422.165 | 1077.835 | 2500
Ohio - North East | Habegger | ICP | Primary | 14.3 SEER2 AH | 3 | FHMA5X36L0BA | 824 | 350 | 111.53 | 210 | 1495.53 | 1079.47 | 2575
Ohio - North East | Habegger | ICP | Primary | 14.3 SEER2 AH | 3.5 | FHMA5X42L0CA | 854 | 350 | 114.38 | 210 | 1528.38 | 1081.62 | 2610
Ohio - North East | Habegger | ICP | Primary | 14.3 SEER2 AH | 4 | FHMA5X48L0CA | 878 | 350 | 116.66 | 210 | 1554.66 | 1080.34 | 2635
Ohio - North East | Habegger | ICP | Primary | 14.3 SEER2 AH | 5 | FHMA5X60L0DA | 994 | 350 | 127.68 | 210 | 1681.68 | 1078.32 | 2760
Ohio - South West | Habegger | Payne | Primary | 14.3 SEER2 AH | 1.5 | PF5MNXA18L00 | 727 | 350 | 102.315 | 210 | 1389.315 | 1085.685 | 2475
Ohio - South West | Habegger | Payne | Primary | 14.3 SEER2 AH | 2 | PF5MNXB24L00 | 727 | 350 | 102.315 | 210 | 1389.315 | 1085.685 | 2475
Ohio - South West | Habegger | Payne | Primary | 14.3 SEER2 AH | 2.5 | PF5MNXB30L00 | 757 | 350 | 105.165 | 210 | 1422.165 | 1077.835 | 2500
Ohio - South West | Habegger | Payne | Primary | 14.3 SEER2 AH | 3 | PF5MNXB36L00 | 824 | 350 | 111.53 | 210 | 1495.53 | 1079.47 | 2575
Ohio - South West | Habegger | Payne | Primary | 14.3 SEER2 AH | 3.5 | PF5MNXC42L00 | 854 | 350 | 114.38 | 210 | 1528.38 | 1081.62 | 2610
Ohio - South West | Habegger | Payne | Primary | 14.3 SEER2 AH | 4 | PF5MNXC48L00 | 878 | 350 | 116.66 | 210 | 1554.66 | 1080.34 | 2635
Ohio - South West | Habegger | Payne | Primary | 14.3 SEER2 AH | 5 | PF5MNXD60L00 | 994 | 350 | 127.68 | 210 | 1681.68 | 1078.32 | 2760
Oklahoma | Baker | Grandaire | Primary | 14.3 SEER2 AH | 1.5 | WCHL185AA | 727 | 350 | 102.315 | 210 | 1389.315 | 1085.685 | 2475
Oklahoma | Baker | Grandaire | Primary | 14.3 SEER2 AH | 2 | WCHL245AB | 727 | 350 | 102.315 | 210 | 1389.315 | 1085.685 | 2475
Oklahoma | Baker | Grandaire | Primary | 14.3 SEER2 AH | 2.5 | WCHL305AB | 757 | 350 | 105.165 | 210 | 1422.165 | 1077.835 | 2500
Oklahoma | Baker | Grandaire | Primary | 14.3 SEER2 AH | 2.5 | WCHL305AB | 757 | 350 | 105.165 | 210 | 1422.165 | 1077.835 | 2500
Oklahoma | Baker | Grandaire | Primary | 14.3 SEER2 AH | 3 | WCHL365AB | 824 | 350 | 111.53 | 210 | 1495.53 | 1079.47 | 2575
Oklahoma | Baker | Grandaire | Primary | 14.3 SEER2 AH | 3 | WCHL365AB | 824 | 350 | 111.53 | 210 | 1495.53 | 1079.47 | 2575
Oklahoma | Baker | Grandaire | Primary | 14.3 SEER2 AH | 3.5 | WCHL425AC | 854 | 350 | 114.38 | 210 | 1528.38 | 1081.62 | 2610
Oklahoma | Baker | Grandaire | Primary | 14.3 SEER2 AH | 3.5 | WCHL425AC | 854 | 350 | 114.38 | 210 | 1528.38 | 1081.62 | 2610
Oklahoma | Baker | Grandaire | Primary | 14.3 SEER2 AH | 4 | WCHL485AC | 878 | 350 | 116.66 | 210 | 1554.66 | 1080.34 | 2635
Oklahoma | Baker | Grandaire | Primary | 14.3 SEER2 AH | 5 | WCHL605BD | 994 | 350 | 127.68 | 210 | 1681.68 | 1078.32 | 2760
Oregon - West | Ferguson / Airefco | Day & Night | Primary | 14.3 SEER2 AH | 1.5 | FHMA5X18L0AA | 727 | 350 | 102.315 | 210 | 1389.315 | 1085.685 | 2475
Oregon - West | Ferguson / Airefco | Day & Night | Primary | 14.3 SEER2 AH | 2 | FHMA5X24L0BA | 727 | 350 | 102.315 | 210 | 1389.315 | 1085.685 | 2475
Oregon - West | Ferguson / Airefco | Day & Night | Primary | 14.3 SEER2 AH | 2.5 | FHMA5X30L0BA | 757 | 350 | 105.165 | 210 | 1422.165 | 1077.835 | 2500
Oregon - West | Ferguson / Airefco | Day & Night | Primary | 14.3 SEER2 AH | 3 | FHMA5X36L0BA | 824 | 350 | 111.53 | 210 | 1495.53 | 1079.47 | 2575
Oregon - West | Ferguson / Airefco | Day & Night | Primary | 14.3 SEER2 AH | 3.5 | FHMA5X42L0CA | 854 | 350 | 114.38 | 210 | 1528.38 | 1081.62 | 2610
Oregon - West | Ferguson / Airefco | Day & Night | Primary | 14.3 SEER2 AH | 4 | FHMA5X48L0CA | 878 | 350 | 116.66 | 210 | 1554.66 | 1080.34 | 2635
Oregon - West | Ferguson / Airefco | Day & Night | Primary | 14.3 SEER2 AH | 5 | FHMA5X60L0DA | 994 | 350 | 127.68 | 210 | 1681.68 | 1078.32 | 2760
Pittsburgh | Habegger | ICP | Primary | 14.3 SEER2 AH | 1.5 | FHMA5X18L0AA | 727 | 350 | 102.315 | 210 | 1389.315 | 1085.685 | 2475
Pittsburgh | Habegger | ICP | Primary | 14.3 SEER2 AH | 2 | FHMA5X24L0BA | 727 | 350 | 102.315 | 210 | 1389.315 | 1085.685 | 2475
Pittsburgh | Habegger | ICP | Primary | 14.3 SEER2 AH | 2.5 | FHMA5X30L0BA | 757 | 350 | 105.165 | 210 | 1422.165 | 1077.835 | 2500
Pittsburgh | Habegger | ICP | Primary | 14.3 SEER2 AH | 3 | FHMA5X36L0BA | 824 | 350 | 111.53 | 210 | 1495.53 | 1079.47 | 2575
Pittsburgh | Habegger | ICP | Primary | 14.3 SEER2 AH | 3.5 | FHMA5X42L0CA | 854 | 350 | 114.38 | 210 | 1528.38 | 1081.62 | 2610
Pittsburgh | Habegger | ICP | Primary | 14.3 SEER2 AH | 4 | FHMA5X48L0CA | 878 | 350 | 116.66 | 210 | 1554.66 | 1080.34 | 2635
Pittsburgh | Habegger | ICP | Primary | 14.3 SEER2 AH | 5 | FHMA5X60L0DA | 994 | 350 | 127.68 | 210 | 1681.68 | 1078.32 | 2760
South Carolina | Baker | Grandaire | Primary | 14.3 SEER2 AH | 1.5 | WCHL185AA | 727 | 350 | 102.315 | 210 | 1389.315 | 1085.685 | 2475
South Carolina | Baker | Grandaire | Primary | 14.3 SEER2 AH | 2 | WCHL245AB | 727 | 350 | 102.315 | 210 | 1389.315 | 1085.685 | 2475
South Carolina | Baker | Grandaire | Primary | 14.3 SEER2 AH | 2.5 | WCHL305AB | 757 | 350 | 105.165 | 210 | 1422.165 | 1077.835 | 2500
South Carolina | Baker | Grandaire | Primary | 14.3 SEER2 AH | 2.5 | WCHL305AB | 757 | 350 | 105.165 | 210 | 1422.165 | 1077.835 | 2500
South Carolina | Baker | Grandaire | Primary | 14.3 SEER2 AH | 3 | WCHL365AB | 824 | 350 | 111.53 | 210 | 1495.53 | 1079.47 | 2575
South Carolina | Baker | Grandaire | Primary | 14.3 SEER2 AH | 3 | WCHL365AB | 824 | 350 | 111.53 | 210 | 1495.53 | 1079.47 | 2575
South Carolina | Baker | Grandaire | Primary | 14.3 SEER2 AH | 3.5 | WCHL425AC | 854 | 350 | 114.38 | 210 | 1528.38 | 1081.62 | 2610
South Carolina | Baker | Grandaire | Primary | 14.3 SEER2 AH | 3.5 | WCHL425AC | 854 | 350 | 114.38 | 210 | 1528.38 | 1081.62 | 2610
South Carolina | Baker | Grandaire | Primary | 14.3 SEER2 AH | 4 | WCHL485AC | 878 | 350 | 116.66 | 210 | 1554.66 | 1080.34 | 2635
South Carolina | Baker | Grandaire | Primary | 14.3 SEER2 AH | 5 | WCHL605BD | 994 | 350 | 127.68 | 210 | 1681.68 | 1078.32 | 2760
Tennesee - All Markets | Habegger | Tempstar (ICP) | Primary | 14.3 SEER2 AH | 1.5 | FHMA5X18L0AA | 727 | 350 | 102.315 | 210 | 1389.315 | 1085.685 | 2475
Tennesee - All Markets | Habegger | Tempstar (ICP) | Primary | 14.3 SEER2 AH | 2 | FHMA5X24L0BA | 727 | 350 | 102.315 | 210 | 1389.315 | 1085.685 | 2475
Tennesee - All Markets | Habegger | Tempstar (ICP) | Primary | 14.3 SEER2 AH | 2.5 | FHMA5X30L0BA | 757 | 350 | 105.165 | 210 | 1422.165 | 1077.835 | 2500
Tennesee - All Markets | Habegger | Tempstar (ICP) | Primary | 14.3 SEER2 AH | 3 | FHMA5X36L0BA | 824 | 350 | 111.53 | 210 | 1495.53 | 1079.47 | 2575
Tennesee - All Markets | Habegger | Tempstar (ICP) | Primary | 14.3 SEER2 AH | 3.5 | FHMA5X42L0CA | 854 | 350 | 114.38 | 210 | 1528.38 | 1081.62 | 2610
Tennesee - All Markets | Habegger | Tempstar (ICP) | Primary | 14.3 SEER2 AH | 4 | FHMA5X48L0CA | 878 | 350 | 116.66 | 210 | 1554.66 | 1080.34 | 2635
Tennesee - All Markets | Habegger | Tempstar (ICP) | Primary | 14.3 SEER2 AH | 5 | FHMA5X60L0DA | 994 | 350 | 127.68 | 210 | 1681.68 | 1078.32 | 2760
Tennessee - Memphis | Sanders | Tempstar (ICP) | Primary | 14.3 SEER2 AH | 1.5 | FHMA5X18L0AA | 727 | 350 | 102.315 | 210 | 1389.315 | 1085.685 | 2475
Tennessee - Memphis | Sanders | Tempstar (ICP) | Primary | 14.3 SEER2 AH | 2 | FHMA5X24L0BA | 727 | 350 | 102.315 | 210 | 1389.315 | 1085.685 | 2475
Tennessee - Memphis | Sanders | Tempstar (ICP) | Primary | 14.3 SEER2 AH | 2.5 | FHMA5X30L0BA | 757 | 350 | 105.165 | 210 | 1422.165 | 1077.835 | 2500
Tennessee - Memphis | Sanders | Tempstar (ICP) | Primary | 14.3 SEER2 AH | 3 | FHMA5X36L0BA | 824 | 350 | 111.53 | 210 | 1495.53 | 1079.47 | 2575
Tennessee - Memphis | Sanders | Tempstar (ICP) | Primary | 14.3 SEER2 AH | 3.5 | FHMA5X42L0CA | 854 | 350 | 114.38 | 210 | 1528.38 | 1081.62 | 2610
Tennessee - Memphis | Sanders | Tempstar (ICP) | Primary | 14.3 SEER2 AH | 4 | FHMA5X48L0CA | 878 | 350 | 116.66 | 210 | 1554.66 | 1080.34 | 2635
Tennessee - Memphis | Sanders | Tempstar (ICP) | Primary | 14.3 SEER2 AH | 5 | FHMA5X60L0DA | 994 | 350 | 127.68 | 210 | 1681.68 | 1078.32 | 2760
Texas - Central | Robert Madden | Day & Night (ICP) | Primary | 14.3 SEER2 AH | 1.5 | FHMA5X18L0AA | 727 | 350 | 102.315 | 210 | 1389.315 | 1085.685 | 2475
Texas - Central | Robert Madden | Day & Night (ICP) | Primary | 14.3 SEER2 AH | 2 | FHMA5X24L0BA | 727 | 350 | 102.315 | 210 | 1389.315 | 1085.685 | 2475
Texas - Central | Robert Madden | Day & Night (ICP) | Primary | 14.3 SEER2 AH | 2.5 | FHMA5X30L0BA | 757 | 350 | 105.165 | 210 | 1422.165 | 1077.835 | 2500
Texas - Central | Robert Madden | Day & Night (ICP) | Primary | 14.3 SEER2 AH | 3 | FHMA5X36L0BA | 824 | 350 | 111.53 | 210 | 1495.53 | 1079.47 | 2575
Texas - Central | Robert Madden | Day & Night (ICP) | Primary | 14.3 SEER2 AH | 3.5 | FHMA5X42L0CA | 854 | 350 | 114.38 | 210 | 1528.38 | 1081.62 | 2610
Texas - Central | Robert Madden | Day & Night (ICP) | Primary | 14.3 SEER2 AH | 4 | FHMA5X48L0CA | 878 | 350 | 116.66 | 210 | 1554.66 | 1080.34 | 2635
Texas - Central | Robert Madden | Day & Night (ICP) | Primary | 14.3 SEER2 AH | 5 | FHMA5X60L0DA | 994 | 350 | 127.68 | 210 | 1681.68 | 1078.32 | 2760
Texas - West | Robert Madden | Payne | Primary | 14.3 SEER2 AH | 1.5 | PF5MNXA18L00 | 727 | 350 | 102.315 | 210 | 1389.315 | 1085.685 | 2475
Texas - West | Robert Madden | Payne | Primary | 14.3 SEER2 AH | 2 | PF5MNXB24L00 | 727 | 350 | 102.315 | 210 | 1389.315 | 1085.685 | 2475
Texas - West | Robert Madden | Payne | Primary | 14.3 SEER2 AH | 2.5 | PF5MNXB30L00 | 757 | 350 | 105.165 | 210 | 1422.165 | 1077.835 | 2500
Texas - West | Robert Madden | Payne | Primary | 14.3 SEER2 AH | 3 | PF5MNXB36L00 | 824 | 350 | 111.53 | 210 | 1495.53 | 1079.47 | 2575
Texas - West | Robert Madden | Payne | Primary | 14.3 SEER2 AH | 3.5 | PF5MNXC42L00 | 854 | 350 | 114.38 | 210 | 1528.38 | 1081.62 | 2610
Texas - West | Robert Madden | Payne | Primary | 14.3 SEER2 AH | 4 | PF5MNXC48L00 | 878 | 350 | 116.66 | 210 | 1554.66 | 1080.34 | 2635
Texas - West | Robert Madden | Payne | Primary | 14.3 SEER2 AH | 5 | PF5MNXD60L00 | 994 | 350 | 127.68 | 210 | 1681.68 | 1078.32 | 2760
Virginia | Baker | Grandaire | Primary | 14.3 SEER2 AH | 1.5 | WCHL185AA | 727 | 350 | 102.315 | 210 | 1389.315 | 1085.685 | 2475
Virginia | Baker | Grandaire | Primary | 14.3 SEER2 AH | 2 | WCHL245AB | 727 | 350 | 102.315 | 210 | 1389.315 | 1085.685 | 2475
Virginia | Baker | Grandaire | Primary | 14.3 SEER2 AH | 2.5 | WCHL305AB | 757 | 350 | 105.165 | 210 | 1422.165 | 1077.835 | 2500
Virginia | Baker | Grandaire | Primary | 14.3 SEER2 AH | 3 | WCHL365AB | 824 | 350 | 111.53 | 210 | 1495.53 | 1079.47 | 2575
Virginia | Baker | Grandaire | Primary | 14.3 SEER2 AH | 3.5 | WCHL425AC | 854 | 350 | 114.38 | 210 | 1528.38 | 1081.62 | 2610
Virginia | Baker | Grandaire | Primary | 14.3 SEER2 AH | 4 | WCHL485AC | 878 | 350 | 116.66 | 210 | 1554.66 | 1080.34 | 2635
Virginia | Baker | Grandaire | Primary | 14.3 SEER2 AH | 5 | WCHL605BD | 994 | 350 | 127.68 | 210 | 1681.68 | 1078.32 | 2760
Washington | Ferguson / Airefco | Day & Night | Primary | 14.3 SEER2 AH | 1.5 | FHMA5X18L0AA | 727 | 350 | 102.315 | 210 | 1389.315 | 1085.685 | 2475
Washington | Ferguson / Airefco | Day & Night | Primary | 14.3 SEER2 AH | 2 | FHMA5X24L0BA | 727 | 350 | 102.315 | 210 | 1389.315 | 1085.685 | 2475
Washington | Ferguson / Airefco | Day & Night | Primary | 14.3 SEER2 AH | 2.5 | FHMA5X30L0BA | 757 | 350 | 105.165 | 210 | 1422.165 | 1077.835 | 2500
Washington | Ferguson / Airefco | Day & Night | Primary | 14.3 SEER2 AH | 3 | FHMA5X36L0BA | 824 | 350 | 111.53 | 210 | 1495.53 | 1079.47 | 2575
Washington | Ferguson / Airefco | Day & Night | Primary | 14.3 SEER2 AH | 3.5 | FHMA5X42L0CA | 854 | 350 | 114.38 | 210 | 1528.38 | 1081.62 | 2610
Washington | Ferguson / Airefco | Day & Night | Primary | 14.3 SEER2 AH | 4 | FHMA5X48L0CA | 878 | 350 | 116.66 | 210 | 1554.66 | 1080.34 | 2635
Washington | Ferguson / Airefco | Day & Night | Primary | 14.3 SEER2 AH | 5 | FHMA5X60L0DA | 994 | 350 | 127.68 | 210 | 1681.68 | 1078.32 | 2760

## Coil Only
HVAC Matchup Breakdown
Labor Includes the Following: | [5 empty] | Items not Included with Full Installations: |  |  |  |  | Price
Scheduling City or County Inspections (Permit Costs Not Included) | [5 empty] | Permit Fees |  |  |  |  | Priced Per Job
All Required Workers Comp & Liability Insurance | [5 empty] | Ductwork Replacement and Modifications |  |  |  |  | Reference Duct-Plenum SOW
Direct Labor Costs to Complete the Installation | [5 empty] | Crane Rental for Roof Mounted Package Units |  |  |  |  | Priced Per Job
Indirect Labor & Overhead Costs such as AP, AR & Job Management | [5 empty] | Low NOx Emission Regulation Fee <-- For California Furnace Partial and Full Installs |  |  |  |  | 150
Average Tax Rate |  | 0.095 |  |  |  | HERS & CHEERS Rating Fee <-- For California Install (Price ranges from $150.00 - $300.00) |  |  |  |  | Priced Per Job
[6 empty] | Roof Brackets/Curbs for roof Mounted Package Units |  |  |  |  | Priced Per Job
[6 empty] | Gable Mount Engineering for Package Units Required by Code <--Central & South Florida |  |  |  |  | 750
[6 empty] | Complete Drawing and Mechanical Design Submittals for Permitting |  |  |  |  | 350
[6 empty] | Removal and Reinstallation of Attic Access Panels or Staircases |  |  |  |  | (Repairs Completed by the GC)
$285 Material Pricing includes the following (as needed)
Region | Distributor | Brand | Guide | Tonnage | Coil | Price | Avg Material Price | Avg Sales Tax | Warranty | Sub Total | Labor | SOW Price | Evaporator Coil Material
Alabama | Mingledorffs | Weathermaker | Primary | 1.5 | CVAMA2417XMA | 243 | 285 | 50.16 | 44 | 622.16 | 627.84 | 1250 | Digital 1/1 Thermostat
Alabama | Mingledorffs | Weathermaker | Primary | 1.5 | CAAMP2414AMA | 331 | 285 | 58.52 | 44 | 718.52 | 531.48 | 1250 | Condensation Pump
Alabama | Mingledorffs | Weathermaker | Primary | 2 | CAAMP2414AMA | 331 | 285 | 58.52 | 44 | 718.52 | 556.48 | 1275 | PVC Drain Material
Alabama | Mingledorffs | Weathermaker | Primary | 2 | CVAMA2414XMA | 241 | 285 | 49.97 | 44 | 619.97 | 655.03 | 1275 | Clear Tubing
Alabama | Mingledorffs | Weathermaker | Primary | 2 | CVAMA2417XMA | 243 | 285 | 50.16 | 44 | 622.16 | 652.84 | 1275 | 30x60 Emergency Drain Pan
Alabama | Mingledorffs | Weathermaker | Primary | 2.5 | CAAMP3014AMA | 347 | 285 | 60.04 | 44 | 736.04 | 538.96 | 1275 | 1 Safety Switches for Emergency Pan
Alabama | Mingledorffs | Weathermaker | Primary | 2.5 | CVAMA3017XMA | 253 | 285 | 51.11 | 44 | 633.11 | 641.89 | 1275 | Ductwork Transition Material
Alabama | Mingledorffs | Weathermaker | Primary | 3 | CAAMP3617AMA | 374 | 285 | 62.605 | 44 | 765.605 | 534.395 | 1300 | TXV
Alabama | Mingledorffs | Weathermaker | Primary | 3 | CVAMA3617XMA | 294 | 285 | 55.005 | 44 | 678.005 | 621.995 | 1300 | Rx11 Flush
Alabama | Mingledorffs | Weathermaker | Primary | 3.5 | CAAMP4221AMA | 382 | 285 | 63.365 | 44 | 774.365 | 550.635 | 1325 | Nitrogen Gas
Alabama | Mingledorffs | Weathermaker | Primary | 3.5 | CVAMA4221XMA | 338 | 285 | 59.185 | 44 | 726.185 | 598.815 | 1325 | Screws & Wire Nuts
Alabama | Mingledorffs | Weathermaker | Primary | 4 | CAAMP4821AMA | 429 | 285 | 67.83 | 44 | 825.83 | 599.17 | 1425 | Freon (Up-to 2lbs)
Alabama | Mingledorffs | Weathermaker | Primary | 4 | CVAMA4821XMA | 476 | 285 | 72.295 | 44 | 877.295 | 547.705 | 1425 | Misc Installation Supplies
Alabama | Mingledorffs | Weathermaker | Primary | 5 | CAAMP6121AMA | 394 | 285 | 64.505 | 44 | 787.505 | 637.495 | 1425
Alabama | Mingledorffs | Weathermaker | Primary | 5 | CVAMA6024XMA | 516 | 285 | 76.095 | 44 | 921.095 | 503.905 | 1425
Alabama | Habegger | Tempstar (ICP) | Secondary | 1.5 | EAM5X24M14A | 331 | 285 | 58.52 | 44 | 718.52 | 531.48 | 1250
Alabama | Habegger | Tempstar (ICP) | Secondary | 2 | EVM5X24M14A | 241 | 285 | 49.97 | 44 | 619.97 | 655.03 | 1275
Alabama | Habegger | Tempstar (ICP) | Secondary | 2.5 | EVM5X30M17A | 253 | 285 | 51.11 | 44 | 633.11 | 641.89 | 1275
Alabama | Habegger | Tempstar (ICP) | Secondary | 3 | EVM5X36M17A | 294 | 285 | 55.005 | 44 | 678.005 | 621.995 | 1300
Alabama | Habegger | Tempstar (ICP) | Secondary | 3.5 | EVM5X42M21A | 338 | 285 | 59.185 | 44 | 726.185 | 598.815 | 1325
Alabama | Habegger | Tempstar (ICP) | Secondary | 4 | EAM5X48M21A | 429 | 285 | 67.83 | 44 | 825.83 | 599.17 | 1425
Alabama | Habegger | Tempstar (ICP) | Secondary | 5 | EAM5X61M21A | 394 | 285 | 64.505 | 44 | 787.505 | 637.495 | 1425
Arizona | Sigler | Payne | Primary | 1.5 | CVAMA2417XMA | 243 | 285 | 50.16 | 44 | 622.16 | 627.84 | 1250
Arizona | Sigler | Payne | Primary | 2 | CVAMA2414XMA | 241 | 285 | 49.97 | 44 | 619.97 | 655.03 | 1275
Arizona | Sigler | Payne | Primary | 2.5 | CAAMP3014AMA | 347 | 285 | 60.04 | 44 | 736.04 | 538.96 | 1275
Arizona | Sigler | Payne | Primary | 3 | CVAMA3617XMA | 294 | 285 | 55.005 | 44 | 678.005 | 621.995 | 1300
Arizona | Sigler | Payne | Primary | 3.5 | CVAMA4221XMA | 338 | 285 | 59.185 | 44 | 726.185 | 598.815 | 1325
Arizona | Sigler | Payne | Primary | 4 | CAAMP4821AMA | 429 | 285 | 67.83 | 44 | 825.83 | 599.17 | 1425
Arizona | Sigler | Payne | Primary | 5 | CAAMP6121AMA | 394 | 285 | 64.505 | 44 | 787.505 | 637.495 | 1425
Colorado | Lohmiller | Payne | Primary | 1.5 | CVAMA2417XMA | 243 | 285 | 50.16 | 44 | 622.16 | 627.84 | 1250
Colorado | Lohmiller | Payne | Primary | 2 | CVAMA2414XMA | 241 | 285 | 49.97 | 44 | 619.97 | 655.03 | 1275
Colorado | Lohmiller | Payne | Primary | 2.5 | CAAMP3014AMA | 347 | 285 | 60.04 | 44 | 736.04 | 538.96 | 1275
Colorado | Lohmiller | Payne | Primary | 2.5 | CVAMA3017XMA | 253 | 285 | 51.11 | 44 | 633.11 | 641.89 | 1275
Colorado | Lohmiller | Payne | Primary | 3 | CAAMP3617AMA | 374 | 285 | 62.605 | 44 | 765.605 | 534.395 | 1300
Colorado | Lohmiller | Payne | Primary | 3 | CVAMA3617XMA | 294 | 285 | 55.005 | 44 | 678.005 | 621.995 | 1300
Colorado | Lohmiller | Payne | Primary | 3.5 | CAAMP4221AMA | 382 | 285 | 63.365 | 44 | 774.365 | 550.635 | 1325
Colorado | Lohmiller | Payne | Primary | 4 | CAAMP4821AMA | 429 | 285 | 67.83 | 44 | 825.83 | 599.17 | 1425
Colorado | Lohmiller | Payne | Primary | 4 | CVAMA4821XMA | 476 | 285 | 72.295 | 44 | 877.295 | 547.705 | 1425
Colorado | Lohmiller | Payne | Primary | 5 | CAAMP6121AMA | 394 | 285 | 64.505 | 44 | 787.505 | 637.495 | 1425
Florida | Baker | Grandaire | Primary | 1.5 | W5AM24M14XA | 331 | 285 | 58.52 | 44 | 718.52 | 531.48 | 1250
Florida | Baker | Grandaire | Primary | 1.5 | W5AM24M17XA | 333 | 285 | 58.71 | 44 | 720.71 | 529.29 | 1250
Florida | Baker | Grandaire | Primary | 1.5 | W5VM24M17XA | 243 | 285 | 50.16 | 44 | 622.16 | 627.84 | 1250
Florida | Baker | Grandaire | Primary | 2 | W5AM24M14XA | 331 | 285 | 58.52 | 44 | 718.52 | 556.48 | 1275
Florida | Baker | Grandaire | Primary | 2 | W5AM24M17XA | 333 | 285 | 58.71 | 44 | 720.71 | 554.29 | 1275
Florida | Baker | Grandaire | Primary | 2 | W5VM24M17XA | 243 | 285 | 50.16 | 44 | 622.16 | 652.84 | 1275
Florida | Baker | Grandaire | Primary | 2.5 | W5AM30M17XA | 344 | 285 | 59.755 | 44 | 732.755 | 542.245 | 1275
Florida | Baker | Grandaire | Primary | 2.5 | W5VM30M17XA | 253 | 285 | 51.11 | 44 | 633.11 | 641.89 | 1275
Florida | Baker | Grandaire | Primary | 3 | W5VM36M17XA | 294 | 285 | 55.005 | 44 | 678.005 | 621.995 | 1300
Florida | Baker | Grandaire | Primary | 3 | W5VM36M17XA | 294 | 285 | 55.005 | 44 | 678.005 | 621.995 | 1300
Florida | Baker | Grandaire | Primary | 3.5 | W5AM42M21XA | 382 | 285 | 63.365 | 44 | 774.365 | 550.635 | 1325
Florida | Baker | Grandaire | Primary | 3.5 | W5VM44M21XA | 471 | 285 | 71.82 | 44 | 871.82 | 453.18 | 1325
Florida | Baker | Grandaire | Primary | 4 | W5AM48M21XA | 429 | 285 | 67.83 | 44 | 825.83 | 599.17 | 1425
Florida | Baker | Grandaire | Primary | 4 | W5VM48M21XA | 476 | 285 | 72.295 | 44 | 877.295 | 547.705 | 1425
Florida | Baker | Grandaire | Primary | 5 | W5AM61M21XA | 394 | 285 | 64.505 | 44 | 787.505 | 637.495 | 1425
Florida | Baker | Grandaire | Primary | 5 | W5AM60M24XA | 491 | 285 | 73.72 | 44 | 893.72 | 531.28 | 1425
Florida | Baker | Grandaire | Primary | 5 | W5VM60M21XA | 516 | 285 | 76.095 | 44 | 921.095 | 503.905 | 1425
Georgia | Mingledorffs | Weathermaker | Primary | 1.5 | CVAMA2417XMA | 243 | 285 | 50.16 | 44 | 622.16 | 627.84 | 1250
Georgia | Mingledorffs | Weathermaker | Primary | 1.5 | CAAMP2414AMA | 331 | 285 | 58.52 | 44 | 718.52 | 531.48 | 1250
Georgia | Mingledorffs | Weathermaker | Primary | 2 | CAAMP2414AMA | 331 | 285 | 58.52 | 44 | 718.52 | 556.48 | 1275
Georgia | Mingledorffs | Weathermaker | Primary | 2 | CVAMA2414XMA | 241 | 285 | 49.97 | 44 | 619.97 | 655.03 | 1275
Georgia | Mingledorffs | Weathermaker | Primary | 2 | CVAMA2417XMA | 243 | 285 | 50.16 | 44 | 622.16 | 652.84 | 1275
Georgia | Mingledorffs | Weathermaker | Primary | 2.5 | CAAMP3014AMA | 347 | 285 | 60.04 | 44 | 736.04 | 538.96 | 1275
Georgia | Mingledorffs | Weathermaker | Primary | 2.5 | CVAMA3017XMA | 253 | 285 | 51.11 | 44 | 633.11 | 641.89 | 1275
Georgia | Mingledorffs | Weathermaker | Primary | 3 | CAAMP3617AMA | 374 | 285 | 62.605 | 44 | 765.605 | 534.395 | 1300
Georgia | Mingledorffs | Weathermaker | Primary | 3 | CVAMA3617XMA | 294 | 285 | 55.005 | 44 | 678.005 | 621.995 | 1300
Georgia | Mingledorffs | Weathermaker | Primary | 3.5 | CAAMP4221AMA | 382 | 285 | 63.365 | 44 | 774.365 | 550.635 | 1325
Georgia | Mingledorffs | Weathermaker | Primary | 3.5 | CVAMA4221XMA | 338 | 285 | 59.185 | 44 | 726.185 | 598.815 | 1325
Georgia | Mingledorffs | Weathermaker | Primary | 4 | CAAMP4821AMA | 429 | 285 | 67.83 | 44 | 825.83 | 599.17 | 1425
Georgia | Mingledorffs | Weathermaker | Primary | 4 | CVAMA4821XMA | 476 | 285 | 72.295 | 44 | 877.295 | 547.705 | 1425
Georgia | Mingledorffs | Weathermaker | Primary | 5 | CAAMP6121AMA | 394 | 285 | 64.505 | 44 | 787.505 | 637.495 | 1425
Georgia | Mingledorffs | Weathermaker | Primary | 5 | CVAMA6024XMA | 516 | 285 | 76.095 | 44 | 921.095 | 503.905 | 1425
Illinois | TEC | Weathermaker | Primary | 1.5 | CVAMA2417XMA | 243 | 285 | 50.16 | 44 | 622.16 | 627.84 | 1250
Illinois | TEC | Weathermaker | Primary | 1.5 | CAAMP2414AMA | 331 | 285 | 58.52 | 44 | 718.52 | 531.48 | 1250
Illinois | TEC | Weathermaker | Primary | 2 | CAAMP2414AMA | 331 | 285 | 58.52 | 44 | 718.52 | 556.48 | 1275
Illinois | TEC | Weathermaker | Primary | 2 | CVAMA2414XMA | 241 | 285 | 49.97 | 44 | 619.97 | 655.03 | 1275
Illinois | TEC | Weathermaker | Primary | 2 | CVAMA2417XMA | 243 | 285 | 50.16 | 44 | 622.16 | 652.84 | 1275
Illinois | TEC | Weathermaker | Primary | 2.5 | CAAMP3014AMA | 347 | 285 | 60.04 | 44 | 736.04 | 538.96 | 1275
Illinois | TEC | Weathermaker | Primary | 2.5 | CVAMA3017XMA | 253 | 285 | 51.11 | 44 | 633.11 | 641.89 | 1275
Illinois | TEC | Weathermaker | Primary | 3 | CAAMP3617AMA | 374 | 285 | 62.605 | 44 | 765.605 | 534.395 | 1300
Illinois | TEC | Weathermaker | Primary | 3 | CVAMA3617XMA | 294 | 285 | 55.005 | 44 | 678.005 | 621.995 | 1300
Illinois | TEC | Weathermaker | Primary | 3.5 | CAAMP4221AMA | 382 | 285 | 63.365 | 44 | 774.365 | 550.635 | 1325
Illinois | TEC | Weathermaker | Primary | 3.5 | CVAMA4221XMA | 338 | 285 | 59.185 | 44 | 726.185 | 598.815 | 1325
Illinois | TEC | Weathermaker | Primary | 4 | CAAMP4821AMA | 429 | 285 | 67.83 | 44 | 825.83 | 599.17 | 1425
Illinois | TEC | Weathermaker | Primary | 4 | CVAMA4821XMA | 476 | 285 | 72.295 | 44 | 877.295 | 547.705 | 1425
Illinois | TEC | Weathermaker | Primary | 5 | CAAMP6121AMA | 394 | 285 | 64.505 | 44 | 787.505 | 637.495 | 1425
Illinois | TEC | Weathermaker | Primary | 5 | CVAMA6024XMA | 516 | 285 | 76.095 | 44 | 921.095 | 503.905 | 1425
Indiana | Habegger | Day & Night (ICP) | Primary | 1.5 | EAM5X24M14A | 331 | 285 | 58.52 | 44 | 718.52 | 531.48 | 1250
Indiana | Habegger | Day & Night (ICP) | Primary | 2 | EAM5X24M14A | 331 | 285 | 58.52 | 44 | 718.52 | 556.48 | 1275
Indiana | Habegger | Day & Night (ICP) | Primary | 2.5 | EVM5X30M17A | 253 | 285 | 51.11 | 44 | 633.11 | 641.89 | 1275
Indiana | Habegger | Day & Night (ICP) | Primary | 3 | EVM5X36M17A | 294 | 285 | 55.005 | 44 | 678.005 | 621.995 | 1300
Indiana | Habegger | Day & Night (ICP) | Primary | 3.5 | EVM5X42M21A | 338 | 285 | 59.185 | 44 | 726.185 | 598.815 | 1325
Indiana | Habegger | Day & Night (ICP) | Primary | 4 | EAM5X48M21A | 429 | 285 | 67.83 | 44 | 825.83 | 599.17 | 1425
Indiana | Habegger | Day & Night (ICP) | Primary | 5 | EAM5X61M21A | 394 | 285 | 64.505 | 44 | 787.505 | 637.495 | 1425
Kansas | Baker | Grandaire | Primary | 1.5 | W5AM24M14XA | 331 | 285 | 58.52 | 44 | 718.52 | 531.48 | 1250
Kansas | Baker | Grandaire | Primary | 1.5 | W5AM24M17XA | 333 | 285 | 58.71 | 44 | 720.71 | 529.29 | 1250
Kansas | Baker | Grandaire | Primary | 1.5 | W5VM24M17XA | 243 | 285 | 50.16 | 44 | 622.16 | 627.84 | 1250
Kansas | Baker | Grandaire | Primary | 2 | W5AM24M14XA | 331 | 285 | 58.52 | 44 | 718.52 | 556.48 | 1275
Kansas | Baker | Grandaire | Primary | 2 | W5AM24M17XA | 333 | 285 | 58.71 | 44 | 720.71 | 554.29 | 1275
Kansas | Baker | Grandaire | Primary | 2 | W5VM24M17XA | 243 | 285 | 50.16 | 44 | 622.16 | 652.84 | 1275
Kansas | Baker | Grandaire | Primary | 2.5 | W5AM30M17XA | 344 | 285 | 59.755 | 44 | 732.755 | 542.245 | 1275
Kansas | Baker | Grandaire | Primary | 2.5 | W5VM30M17XA | 253 | 285 | 51.11 | 44 | 633.11 | 641.89 | 1275
Kansas | Baker | Grandaire | Primary | 3 | W5VM36M17XA | 294 | 285 | 55.005 | 44 | 678.005 | 621.995 | 1300
Kansas | Baker | Grandaire | Primary | 3 | W5VM36M17XA | 294 | 285 | 55.005 | 44 | 678.005 | 621.995 | 1300
Kansas | Baker | Grandaire | Primary | 3.5 | W5AM42M21XA | 382 | 285 | 63.365 | 44 | 774.365 | 550.635 | 1325
Kansas | Baker | Grandaire | Primary | 3.5 | W5VM44M21XA | 471 | 285 | 71.82 | 44 | 871.82 | 453.18 | 1325
Kansas | Baker | Grandaire | Primary | 4 | W5AM48M21XA | 429 | 285 | 67.83 | 44 | 825.83 | 599.17 | 1425
Kansas | Baker | Grandaire | Primary | 4 | W5VM48M21XA | 476 | 285 | 72.295 | 44 | 877.295 | 547.705 | 1425
Kansas | Baker | Grandaire | Primary | 5 | W5AM61M21XA | 394 | 285 | 64.505 | 44 | 787.505 | 637.495 | 1425
Kansas | Baker | Grandaire | Primary | 5 | W5AM60M24XA | 491 | 285 | 73.72 | 44 | 893.72 | 531.28 | 1425
Kansas | Baker | Grandaire | Primary | 5 | W5VM60M21XA | 516 | 285 | 76.095 | 44 | 921.095 | 503.905 | 1425
Minnesota | MN Air | Weathermaker | Primary | 1.5 | CVAMA2417XMA | 243 | 285 | 50.16 | 44 | 622.16 | 627.84 | 1250
Minnesota | MN Air | Weathermaker | Primary | 1.5 | CAAMP2414AMA | 331 | 285 | 58.52 | 44 | 718.52 | 531.48 | 1250
Minnesota | MN Air | Weathermaker | Primary | 2 | CAAMP2414AMA | 331 | 285 | 58.52 | 44 | 718.52 | 556.48 | 1275
Minnesota | MN Air | Weathermaker | Primary | 2 | CVAMA2414XMA | 241 | 285 | 49.97 | 44 | 619.97 | 655.03 | 1275
Minnesota | MN Air | Weathermaker | Primary | 2 | CVAMA2417XMA | 243 | 285 | 50.16 | 44 | 622.16 | 652.84 | 1275
Minnesota | MN Air | Weathermaker | Primary | 2.5 | CAAMP3014AMA | 347 | 285 | 60.04 | 44 | 736.04 | 538.96 | 1275
Minnesota | MN Air | Weathermaker | Primary | 2.5 | CVAMA3017XMA | 253 | 285 | 51.11 | 44 | 633.11 | 641.89 | 1275
Minnesota | MN Air | Weathermaker | Primary | 3 | CAAMP3617AMA | 374 | 285 | 62.605 | 44 | 765.605 | 534.395 | 1300
Minnesota | MN Air | Weathermaker | Primary | 3 | CVAMA3617XMA | 294 | 285 | 55.005 | 44 | 678.005 | 621.995 | 1300
Minnesota | MN Air | Weathermaker | Primary | 3.5 | CAAMP4221AMA | 382 | 285 | 63.365 | 44 | 774.365 | 550.635 | 1325
Minnesota | MN Air | Weathermaker | Primary | 3.5 | CVAMA4221XMA | 338 | 285 | 59.185 | 44 | 726.185 | 598.815 | 1325
Minnesota | MN Air | Weathermaker | Primary | 4 | CAAMP4821AMA | 429 | 285 | 67.83 | 44 | 825.83 | 599.17 | 1425
Minnesota | MN Air | Weathermaker | Primary | 4 | CVAMA4821XMA | 476 | 285 | 72.295 | 44 | 877.295 | 547.705 | 1425
Minnesota | MN Air | Weathermaker | Primary | 5 | CAAMP6121AMA | 394 | 285 | 64.505 | 44 | 787.505 | 637.495 | 1425
Minnesota | MN Air | Weathermaker | Primary | 5 | CVAMA6024XMA | 516 | 285 | 76.095 | 44 | 921.095 | 503.905 | 1425
Missouri - St. Louis | Koch Air | Payne | Primary | 1.5 | CVAMA2417XMA | 243 | 285 | 50.16 | 44 | 622.16 | 627.84 | 1250
Missouri - St. Louis | Koch Air | Payne | Primary | 1.5 | CAAMP2414AMA | 331 | 285 | 58.52 | 44 | 718.52 | 531.48 | 1250
Missouri - St. Louis | Koch Air | Payne | Primary | 2 | CAAMP2414AMA | 331 | 285 | 58.52 | 44 | 718.52 | 556.48 | 1275
Missouri - St. Louis | Koch Air | Payne | Primary | 2 | CVAMA2414XMA | 241 | 285 | 49.97 | 44 | 619.97 | 655.03 | 1275
Missouri - St. Louis | Koch Air | Payne | Primary | 2 | CVAMA2417XMA | 243 | 285 | 50.16 | 44 | 622.16 | 652.84 | 1275
Missouri - St. Louis | Koch Air | Payne | Primary | 2.5 | CAAMP3014AMA | 347 | 285 | 60.04 | 44 | 736.04 | 538.96 | 1275
Missouri - St. Louis | Koch Air | Payne | Primary | 2.5 | CVAMA3017XMA | 253 | 285 | 51.11 | 44 | 633.11 | 641.89 | 1275
Missouri - St. Louis | Koch Air | Payne | Primary | 2.5 | CVAMA3017XMA | 253 | 285 | 51.11 | 44 | 633.11 | 641.89 | 1275
Missouri - St. Louis | Koch Air | Payne | Primary | 3 | CAAMP3617AMA | 374 | 285 | 62.605 | 44 | 765.605 | 534.395 | 1300
Missouri - St. Louis | Koch Air | Payne | Primary | 3.5 | CAAMP4221AMA | 382 | 285 | 63.365 | 44 | 774.365 | 550.635 | 1325
Missouri - St. Louis | Koch Air | Payne | Primary | 3.5 | CVAMA4221XMA | 338 | 285 | 59.185 | 44 | 726.185 | 598.815 | 1325
Missouri - St. Louis | Koch Air | Payne | Primary | 4 | CAAMP4821AMA | 429 | 285 | 67.83 | 44 | 825.83 | 599.17 | 1425
Missouri - St. Louis | Koch Air | Payne | Primary | 4 | CVAMA4821XMA | 476 | 285 | 72.295 | 44 | 877.295 | 547.705 | 1425
Missouri - St. Louis | Koch Air | Payne | Primary | 5 | CAAMP6121AMA | 394 | 285 | 64.505 | 44 | 787.505 | 637.495 | 1425
Missouri - St. Louis | Koch Air | Payne | Primary | 5 | CVAMA6024XMA | 516 | 285 | 76.095 | 44 | 921.095 | 503.905 | 1425
Montana - South | Ferguson / Airefco | Day & Night | Primary | 1.5 | EAM5X24M14A | 331 | 285 | 58.52 | 44 | 718.52 | 531.48 | 1250
Montana - South | Ferguson / Airefco | Day & Night | Primary | 1.5 | EAM5X19M17A | 386 | 285 | 63.745 | 44 | 778.745 | 471.255 | 1250
Montana - South | Ferguson / Airefco | Day & Night | Primary | 2 | EAM5X24M14A | 331 | 285 | 58.52 | 44 | 718.52 | 556.48 | 1275
Montana - South | Ferguson / Airefco | Day & Night | Primary | 2 | EVM5X24M17A | 243 | 285 | 50.16 | 44 | 622.16 | 652.84 | 1275
Montana - South | Ferguson / Airefco | Day & Night | Primary | 2.5 | EVM5X30M17A | 253 | 285 | 51.11 | 44 | 633.11 | 641.89 | 1275
Montana - South | Ferguson / Airefco | Day & Night | Primary | 2.5 | EAM5X30M14A | 347 | 285 | 60.04 | 44 | 736.04 | 538.96 | 1275
Montana - South | Ferguson / Airefco | Day & Night | Primary | 3 | EVM5X36M17A | 294 | 285 | 55.005 | 44 | 678.005 | 621.995 | 1300
Montana - South | Ferguson / Airefco | Day & Night | Primary | 3 | EAM5X36M17A | 374 | 285 | 62.605 | 44 | 765.605 | 534.395 | 1300
Montana - South | Ferguson / Airefco | Day & Night | Primary | 3.5 | EVM5X42M21A | 338 | 285 | 59.185 | 44 | 726.185 | 598.815 | 1325
Montana - South | Ferguson / Airefco | Day & Night | Primary | 3.5 | EAM5X42M21A | 382 | 285 | 63.365 | 44 | 774.365 | 550.635 | 1325
Montana - South | Ferguson / Airefco | Day & Night | Primary | 4 | EAM5X48M21A | 429 | 285 | 67.83 | 44 | 825.83 | 599.17 | 1425
Montana - South | Ferguson / Airefco | Day & Night | Primary | 4 | EVM5X48M21A | 476 | 285 | 72.295 | 44 | 877.295 | 547.705 | 1425
Montana - South | Ferguson / Airefco | Day & Night | Primary | 5 | EAM5X61M21A | 394 | 285 | 64.505 | 44 | 787.505 | 637.495 | 1425
Montana - South | Ferguson / Airefco | Day & Night | Primary | 5 | EAM5X60M24A | 491 | 285 | 73.72 | 44 | 893.72 | 531.28 | 1425
Nevada | Sigler | Payne | Primary | 1.5 | CVAMA2417XMA | 243 | 285 | 50.16 | 44 | 622.16 | 627.84 | 1250
Nevada | Sigler | Payne | Primary | 2 | CVAMA2414XMA | 241 | 285 | 49.97 | 44 | 619.97 | 655.03 | 1275
Nevada | Sigler | Payne | Primary | 2.5 | CAAMP3014AMA | 347 | 285 | 60.04 | 44 | 736.04 | 538.96 | 1275
Nevada | Sigler | Payne | Primary | 3 | CVAMA3617XMA | 294 | 285 | 55.005 | 44 | 678.005 | 621.995 | 1300
Nevada | Sigler | Payne | Primary | 3.5 | CVAMA4221XMA | 338 | 285 | 59.185 | 44 | 726.185 | 598.815 | 1325
Nevada | Sigler | Payne | Primary | 4 | CAAMP4821AMA | 429 | 285 | 67.83 | 44 | 825.83 | 599.17 | 1425
Nevada | Sigler | Payne | Primary | 5 | CAAMP6121AMA | 394 | 285 | 64.505 | 44 | 787.505 | 637.495 | 1425
North Carolina | Baker | Grandaire | Primary | 1.5 | W5AM24M14XA | 331 | 285 | 58.52 | 44 | 718.52 | 531.48 | 1250
North Carolina | Baker | Grandaire | Primary | 1.5 | W5AM24M17XA | 333 | 285 | 58.71 | 44 | 720.71 | 529.29 | 1250
North Carolina | Baker | Grandaire | Primary | 1.5 | W5VM24M17XA | 243 | 285 | 50.16 | 44 | 622.16 | 627.84 | 1250
North Carolina | Baker | Grandaire | Primary | 2 | W5AM24M14XA | 331 | 285 | 58.52 | 44 | 718.52 | 556.48 | 1275
North Carolina | Baker | Grandaire | Primary | 2 | W5AM24M17XA | 333 | 285 | 58.71 | 44 | 720.71 | 554.29 | 1275
North Carolina | Baker | Grandaire | Primary | 2 | W5VM24M17XA | 243 | 285 | 50.16 | 44 | 622.16 | 652.84 | 1275
North Carolina | Baker | Grandaire | Primary | 2.5 | W5AM30M17XA | 344 | 285 | 59.755 | 44 | 732.755 | 542.245 | 1275
North Carolina | Baker | Grandaire | Primary | 2.5 | W5VM30M17XA | 253 | 285 | 51.11 | 44 | 633.11 | 641.89 | 1275
North Carolina | Baker | Grandaire | Primary | 3 | W5VM36M17XA | 294 | 285 | 55.005 | 44 | 678.005 | 621.995 | 1300
North Carolina | Baker | Grandaire | Primary | 3 | W5VM36M17XA | 294 | 285 | 55.005 | 44 | 678.005 | 621.995 | 1300
North Carolina | Baker | Grandaire | Primary | 3.5 | W5AM42M21XA | 382 | 285 | 63.365 | 44 | 774.365 | 550.635 | 1325
North Carolina | Baker | Grandaire | Primary | 3.5 | W5VM44M21XA | 471 | 285 | 71.82 | 44 | 871.82 | 453.18 | 1325
North Carolina | Baker | Grandaire | Primary | 4 | W5AM48M21XA | 429 | 285 | 67.83 | 44 | 825.83 | 599.17 | 1425
North Carolina | Baker | Grandaire | Primary | 4 | W5VM48M21XA | 476 | 285 | 72.295 | 44 | 877.295 | 547.705 | 1425
North Carolina | Baker | Grandaire | Primary | 5 | W5AM61M21XA | 394 | 285 | 64.505 | 44 | 787.505 | 637.495 | 1425
North Carolina | Baker | Grandaire | Primary | 5 | W5AM60M24XA | 491 | 285 | 73.72 | 44 | 893.72 | 531.28 | 1425
North Carolina | Baker | Grandaire | Primary | 5 | W5VM60M21XA | 516 | 285 | 76.095 | 44 | 921.095 | 503.905 | 1425
Ohio - Columbus | Habegger | Payne | Primary | 1.5 | CVAMA2417XMA | 243 | 285 | 50.16 | 44 | 622.16 | 627.84 | 1250
Ohio - Columbus | Habegger | Payne | Primary | 2 | CVAMA2414XMA | 241 | 285 | 49.97 | 44 | 619.97 | 655.03 | 1275
Ohio - Columbus | Habegger | Payne | Primary | 2.5 | CAAMP3014AMA | 347 | 285 | 60.04 | 44 | 736.04 | 538.96 | 1275
Ohio - Columbus | Habegger | Payne | Primary | 3 | CVAMA3617XMA | 294 | 285 | 55.005 | 44 | 678.005 | 621.995 | 1300
Ohio - Columbus | Habegger | Payne | Primary | 3.5 | CVAMA4221XMA | 338 | 285 | 59.185 | 44 | 726.185 | 598.815 | 1325
Ohio - Columbus | Habegger | Payne | Primary | 4 | CAAMP4821AMA | 429 | 285 | 67.83 | 44 | 825.83 | 599.17 | 1425
Ohio - Columbus | Habegger | Payne | Primary | 5 | CAAMP6121AMA | 394 | 285 | 64.505 | 44 | 787.505 | 637.495 | 1425
Ohio - North East | Habegger | Day & Night (ICP) | Primary | 1.5 | EAM5X24M14A | 331 | 285 | 58.52 | 44 | 718.52 | 531.48 | 1250
Ohio - North East | Habegger | Day & Night (ICP) | Primary | 1.5 | EAM5X24M14A | 331 | 285 | 58.52 | 44 | 718.52 | 531.48 | 1250
Ohio - North East | Habegger | Day & Night (ICP) | Primary | 2 | EAM5X24M14A | 331 | 285 | 58.52 | 44 | 718.52 | 556.48 | 1275
Ohio - North East | Habegger | Day & Night (ICP) | Primary | 2 | EVM5X24M14A | 241 | 285 | 49.97 | 44 | 619.97 | 655.03 | 1275
Ohio - North East | Habegger | Day & Night (ICP) | Primary | 2.5 | EVM5X30M17A | 253 | 285 | 51.11 | 44 | 633.11 | 641.89 | 1275
Ohio - North East | Habegger | Day & Night (ICP) | Primary | 2.5 | EVM5X30M17A | 253 | 285 | 51.11 | 44 | 633.11 | 641.89 | 1275
Ohio - North East | Habegger | Day & Night (ICP) | Primary | 3 | EVM5X36M17A | 294 | 285 | 55.005 | 44 | 678.005 | 621.995 | 1300
Ohio - North East | Habegger | Day & Night (ICP) | Primary | 3 | EVM5X36M17A | 294 | 285 | 55.005 | 44 | 678.005 | 621.995 | 1300
Ohio - North East | Habegger | Day & Night (ICP) | Primary | 3.5 | EVM5X42M21A | 338 | 285 | 59.185 | 44 | 726.185 | 598.815 | 1325
Ohio - North East | Habegger | Day & Night (ICP) | Primary | 3.5 | EVM5X42M21A | 338 | 285 | 59.185 | 44 | 726.185 | 598.815 | 1325
Ohio - North East | Habegger | Day & Night (ICP) | Primary | 4 | EAM5X48M21A | 429 | 285 | 67.83 | 44 | 825.83 | 599.17 | 1425
Ohio - North East | Habegger | Day & Night (ICP) | Primary | 4 | EAM5X48M21A | 429 | 285 | 67.83 | 44 | 825.83 | 599.17 | 1425
Ohio - North East | Habegger | Day & Night (ICP) | Primary | 5 | EAM5X61M21A | 394 | 285 | 64.505 | 44 | 787.505 | 637.495 | 1425
Ohio - North East | Habegger | Day & Night (ICP) | Primary | 5 | EAM5X61M21A | 394 | 285 | 64.505 | 44 | 787.505 | 637.495 | 1425
Ohio - South West | Habegger | Payne | Primary | 1.5 | CVAMA2417XMA | 243 | 285 | 50.16 | 44 | 622.16 | 627.84 | 1250
Ohio - South West | Habegger | Payne | Primary | 2 | CVAMA2414XMA | 241 | 285 | 49.97 | 44 | 619.97 | 655.03 | 1275
Ohio - South West | Habegger | Payne | Primary | 2.5 | CAAMP3014AMA | 347 | 285 | 60.04 | 44 | 736.04 | 538.96 | 1275
Ohio - South West | Habegger | Payne | Primary | 3 | CVAMA3617XMA | 294 | 285 | 55.005 | 44 | 678.005 | 621.995 | 1300
Ohio - South West | Habegger | Payne | Primary | 3.5 | CVAMA4221XMA | 338 | 285 | 59.185 | 44 | 726.185 | 598.815 | 1325
Ohio - South West | Habegger | Payne | Primary | 4 | CAAMP4821AMA | 429 | 285 | 67.83 | 44 | 825.83 | 599.17 | 1425
Ohio - South West | Habegger | Payne | Primary | 5 | CAAMP6121AMA | 394 | 285 | 64.505 | 44 | 787.505 | 637.495 | 1425
Oklahoma | Baker | Grandaire | Primary | 1.5 | W5AM24M14XA | 331 | 285 | 58.52 | 44 | 718.52 | 531.48 | 1250
Oklahoma | Baker | Grandaire | Primary | 1.5 | W5AM24M17XA | 333 | 285 | 58.71 | 44 | 720.71 | 529.29 | 1250
Oklahoma | Baker | Grandaire | Primary | 1.5 | W5VM24M17XA | 243 | 285 | 50.16 | 44 | 622.16 | 627.84 | 1250
Oklahoma | Baker | Grandaire | Primary | 2 | W5AM24M14XA | 331 | 285 | 58.52 | 44 | 718.52 | 556.48 | 1275
Oklahoma | Baker | Grandaire | Primary | 2 | W5AM24M17XA | 333 | 285 | 58.71 | 44 | 720.71 | 554.29 | 1275
Oklahoma | Baker | Grandaire | Primary | 2 | W5VM24M17XA | 243 | 285 | 50.16 | 44 | 622.16 | 652.84 | 1275
Oklahoma | Baker | Grandaire | Primary | 2.5 | W5AM30M17XA | 344 | 285 | 59.755 | 44 | 732.755 | 542.245 | 1275
Oklahoma | Baker | Grandaire | Primary | 2.5 | W5VM30M17XA | 253 | 285 | 51.11 | 44 | 633.11 | 641.89 | 1275
Oklahoma | Baker | Grandaire | Primary | 3 | W5VM36M17XA | 294 | 285 | 55.005 | 44 | 678.005 | 621.995 | 1300
Oklahoma | Baker | Grandaire | Primary | 3 | W5VM36M17XA | 294 | 285 | 55.005 | 44 | 678.005 | 621.995 | 1300
Oklahoma | Baker | Grandaire | Primary | 3.5 | W5AM42M21XA | 382 | 285 | 63.365 | 44 | 774.365 | 550.635 | 1325
Oklahoma | Baker | Grandaire | Primary | 3.5 | W5VM44M21XA | 471 | 285 | 71.82 | 44 | 871.82 | 453.18 | 1325
Oklahoma | Baker | Grandaire | Primary | 4 | W5AM48M21XA | 429 | 285 | 67.83 | 44 | 825.83 | 599.17 | 1425
Oklahoma | Baker | Grandaire | Primary | 4 | W5VM48M21XA | 476 | 285 | 72.295 | 44 | 877.295 | 547.705 | 1425
Oklahoma | Baker | Grandaire | Primary | 5 | W5AM61M21XA | 394 | 285 | 64.505 | 44 | 787.505 | 637.495 | 1425
Oklahoma | Baker | Grandaire | Primary | 5 | W5AM60M24XA | 491 | 285 | 73.72 | 44 | 893.72 | 531.28 | 1425
Oklahoma | Baker | Grandaire | Primary | 5 | W5VM60M21XA | 516 | 285 | 76.095 | 44 | 921.095 | 503.905 | 1425
Oregon - West | Ferguson / Airefco | Day & Night | Primary | 1.5 | EAM5X24M14A | 331 | 285 | 58.52 | 44 | 718.52 | 531.48 | 1250
Oregon - West | Ferguson / Airefco | Day & Night | Primary | 1.5 | EAM5X19M17A | 386 | 285 | 63.745 | 44 | 778.745 | 471.255 | 1250
Oregon - West | Ferguson / Airefco | Day & Night | Primary | 2 | EAM5X24M14A | 331 | 285 | 58.52 | 44 | 718.52 | 556.48 | 1275
Oregon - West | Ferguson / Airefco | Day & Night | Primary | 2 | EVM5X24M17A | 243 | 285 | 50.16 | 44 | 622.16 | 652.84 | 1275
Oregon - West | Ferguson / Airefco | Day & Night | Primary | 2.5 | EVM5X30M17A | 253 | 285 | 51.11 | 44 | 633.11 | 641.89 | 1275
Oregon - West | Ferguson / Airefco | Day & Night | Primary | 2.5 | EAM5X30M14A | 347 | 285 | 60.04 | 44 | 736.04 | 538.96 | 1275
Oregon - West | Ferguson / Airefco | Day & Night | Primary | 3 | EVM5X36M17A | 294 | 285 | 55.005 | 44 | 678.005 | 621.995 | 1300
Oregon - West | Ferguson / Airefco | Day & Night | Primary | 3 | EAM5X36M17A | 374 | 285 | 62.605 | 44 | 765.605 | 534.395 | 1300
Oregon - West | Ferguson / Airefco | Day & Night | Primary | 3.5 | EVM5X42M21A | 338 | 285 | 59.185 | 44 | 726.185 | 598.815 | 1325
Oregon - West | Ferguson / Airefco | Day & Night | Primary | 3.5 | EAM5X42M21A | 382 | 285 | 63.365 | 44 | 774.365 | 550.635 | 1325
Oregon - West | Ferguson / Airefco | Day & Night | Primary | 4 | EAM5X48M21A | 429 | 285 | 67.83 | 44 | 825.83 | 599.17 | 1425
Oregon - West | Ferguson / Airefco | Day & Night | Primary | 4 | EVM5X48M21A | 476 | 285 | 72.295 | 44 | 877.295 | 547.705 | 1425
Oregon - West | Ferguson / Airefco | Day & Night | Primary | 5 | EAM5X61M21A | 394 | 285 | 64.505 | 44 | 787.505 | 637.495 | 1425
Oregon - West | Ferguson / Airefco | Day & Night | Primary | 5 | EAM5X60M24A | 491 | 285 | 73.72 | 44 | 893.72 | 531.28 | 1425
Pennsylvania - Pittsburgh | Habegger | Comfortmaker (ICP) | Primary | 1.5 | EAM5X24M14A | 331 | 285 | 58.52 | 44 | 718.52 | 531.48 | 1250
Pennsylvania - Pittsburgh | Habegger | Comfortmaker (ICP) | Primary | 1.5 | EAM5X24M14A | 331 | 285 | 58.52 | 44 | 718.52 | 531.48 | 1250
Pennsylvania - Pittsburgh | Habegger | Comfortmaker (ICP) | Primary | 2 | EAM5X24M14A | 331 | 285 | 58.52 | 44 | 718.52 | 556.48 | 1275
Pennsylvania - Pittsburgh | Habegger | Comfortmaker (ICP) | Primary | 2 | EVM5X24M14A | 241 | 285 | 49.97 | 44 | 619.97 | 655.03 | 1275
Pennsylvania - Pittsburgh | Habegger | Comfortmaker (ICP) | Primary | 2.5 | EVM5X30M17A | 253 | 285 | 51.11 | 44 | 633.11 | 641.89 | 1275
Pennsylvania - Pittsburgh | Habegger | Comfortmaker (ICP) | Primary | 2.5 | EVM5X30M17A | 253 | 285 | 51.11 | 44 | 633.11 | 641.89 | 1275
Pennsylvania - Pittsburgh | Habegger | Comfortmaker (ICP) | Primary | 3 | EVM5X36M17A | 294 | 285 | 55.005 | 44 | 678.005 | 621.995 | 1300
Pennsylvania - Pittsburgh | Habegger | Comfortmaker (ICP) | Primary | 3 | EVM5X36M17A | 294 | 285 | 55.005 | 44 | 678.005 | 621.995 | 1300
Pennsylvania - Pittsburgh | Habegger | Comfortmaker (ICP) | Primary | 3.5 | EVM5X42M21A | 338 | 285 | 59.185 | 44 | 726.185 | 598.815 | 1325
Pennsylvania - Pittsburgh | Habegger | Comfortmaker (ICP) | Primary | 3.5 | EVM5X42M21A | 338 | 285 | 59.185 | 44 | 726.185 | 598.815 | 1325
Pennsylvania - Pittsburgh | Habegger | Comfortmaker (ICP) | Primary | 4 | EAM5X48M21A | 429 | 285 | 67.83 | 44 | 825.83 | 599.17 | 1425
Pennsylvania - Pittsburgh | Habegger | Comfortmaker (ICP) | Primary | 4 | EAM5X48M21A | 429 | 285 | 67.83 | 44 | 825.83 | 599.17 | 1425
Pennsylvania - Pittsburgh | Habegger | Comfortmaker (ICP) | Primary | 5 | EAM5X61M21A | 394 | 285 | 64.505 | 44 | 787.505 | 637.495 | 1425
Pennsylvania - Pittsburgh | Habegger | Comfortmaker (ICP) | Primary | 5 | EAM5X61M21A | 394 | 285 | 64.505 | 44 | 787.505 | 637.495 | 1425
South Carolina | Baker | Grandaire | Primary | 1.5 | W5AM24M14XA | 331 | 285 | 58.52 | 44 | 718.52 | 531.48 | 1250
South Carolina | Baker | Grandaire | Primary | 1.5 | W5AM24M17XA | 333 | 285 | 58.71 | 44 | 720.71 | 529.29 | 1250
South Carolina | Baker | Grandaire | Primary | 1.5 | W5VM24M17XA | 243 | 285 | 50.16 | 44 | 622.16 | 627.84 | 1250
South Carolina | Baker | Grandaire | Primary | 2 | W5AM24M14XA | 331 | 285 | 58.52 | 44 | 718.52 | 556.48 | 1275
South Carolina | Baker | Grandaire | Primary | 2 | W5AM24M17XA | 333 | 285 | 58.71 | 44 | 720.71 | 554.29 | 1275
South Carolina | Baker | Grandaire | Primary | 2 | W5VM24M17XA | 243 | 285 | 50.16 | 44 | 622.16 | 652.84 | 1275
South Carolina | Baker | Grandaire | Primary | 2.5 | W5AM30M17XA | 344 | 285 | 59.755 | 44 | 732.755 | 542.245 | 1275
South Carolina | Baker | Grandaire | Primary | 2.5 | W5VM30M17XA | 253 | 285 | 51.11 | 44 | 633.11 | 641.89 | 1275
South Carolina | Baker | Grandaire | Primary | 3 | W5VM36M17XA | 294 | 285 | 55.005 | 44 | 678.005 | 621.995 | 1300
South Carolina | Baker | Grandaire | Primary | 3 | W5VM36M17XA | 294 | 285 | 55.005 | 44 | 678.005 | 621.995 | 1300
South Carolina | Baker | Grandaire | Primary | 3.5 | W5AM42M21XA | 382 | 285 | 63.365 | 44 | 774.365 | 550.635 | 1325
South Carolina | Baker | Grandaire | Primary | 3.5 | W5VM44M21XA | 471 | 285 | 71.82 | 44 | 871.82 | 453.18 | 1325
South Carolina | Baker | Grandaire | Primary | 4 | W5AM48M21XA | 429 | 285 | 67.83 | 44 | 825.83 | 599.17 | 1425
South Carolina | Baker | Grandaire | Primary | 4 | W5VM48M21XA | 476 | 285 | 72.295 | 44 | 877.295 | 547.705 | 1425
South Carolina | Baker | Grandaire | Primary | 5 | W5AM61M21XA | 394 | 285 | 64.505 | 44 | 787.505 | 637.495 | 1425
South Carolina | Baker | Grandaire | Primary | 5 | W5AM60M24XA | 491 | 285 | 73.72 | 44 | 893.72 | 531.28 | 1425
South Carolina | Baker | Grandaire | Primary | 5 | W5VM60M21XA | 516 | 285 | 76.095 | 44 | 921.095 | 503.905 | 1425
Tennessee - All Markets | Habegger | Tempstar (ICP) | Primary | 1.5 | EAM5X24M14A | 331 | 285 | 58.52 | 44 | 718.52 | 531.48 | 1250
Tennessee - All Markets | Habegger | Tempstar (ICP) | Primary | 2 | EVM5X24M17A | 243 | 285 | 50.16 | 44 | 622.16 | 652.84 | 1275
Tennessee - All Markets | Habegger | Tempstar (ICP) | Primary | 2.5 | EAM5X30M14A | 347 | 285 | 60.04 | 44 | 736.04 | 538.96 | 1275
Tennessee - All Markets | Habegger | Tempstar (ICP) | Primary | 3 | EVM5X36M17A | 294 | 285 | 55.005 | 44 | 678.005 | 621.995 | 1300
Tennessee - All Markets | Habegger | Tempstar (ICP) | Primary | 3.5 | EVM5X42M21A | 338 | 285 | 59.185 | 44 | 726.185 | 598.815 | 1325
Tennessee - All Markets | Habegger | Tempstar (ICP) | Primary | 4 | EAM5X48M21A | 429 | 285 | 67.83 | 44 | 825.83 | 599.17 | 1425
Tennessee - All Markets | Habegger | Tempstar (ICP) | Primary | 5 | EAM5X61M21A | 394 | 285 | 64.505 | 44 | 787.505 | 637.495 | 1425
Tennessee - Memphis | Sanders | Tempstar (ICP) | Primary | 1.5 | EAM5X24M14A | 331 | 285 | 58.52 | 44 | 718.52 | 531.48 | 1250
Tennessee - Memphis | Sanders | Tempstar (ICP) | Primary | 1.5 | EAM5X19M17A | 386 | 285 | 63.745 | 44 | 778.745 | 471.255 | 1250
Tennessee - Memphis | Sanders | Tempstar (ICP) | Primary | 2 | EAM5X24M14A | 331 | 285 | 58.52 | 44 | 718.52 | 556.48 | 1275
Tennessee - Memphis | Sanders | Tempstar (ICP) | Primary | 2 | EVM5X24M17A | 243 | 285 | 50.16 | 44 | 622.16 | 652.84 | 1275
Tennessee - Memphis | Sanders | Tempstar (ICP) | Primary | 2.5 | EAM5X30M14A | 347 | 285 | 60.04 | 44 | 736.04 | 538.96 | 1275
Tennessee - Memphis | Sanders | Tempstar (ICP) | Primary | 2.5 | EVM5X30M17A | 253 | 285 | 51.11 | 44 | 633.11 | 641.89 | 1275
Tennessee - Memphis | Sanders | Tempstar (ICP) | Primary | 3 | EVM5X36M17A | 294 | 285 | 55.005 | 44 | 678.005 | 621.995 | 1300
Tennessee - Memphis | Sanders | Tempstar (ICP) | Primary | 3.5 | EVM5X42M21A | 338 | 285 | 59.185 | 44 | 726.185 | 598.815 | 1325
Tennessee - Memphis | Sanders | Tempstar (ICP) | Primary | 3.5 | EAM5X42M21A | 382 | 285 | 63.365 | 44 | 774.365 | 550.635 | 1325
Tennessee - Memphis | Sanders | Tempstar (ICP) | Primary | 4 | EAM5X48M21A | 429 | 285 | 67.83 | 44 | 825.83 | 599.17 | 1425
Tennessee - Memphis | Sanders | Tempstar (ICP) | Primary | 4 | EVM5X48M21A | 476 | 285 | 72.295 | 44 | 877.295 | 547.705 | 1425
Tennessee - Memphis | Sanders | Tempstar (ICP) | Primary | 5 | EAM5X61M21A | 394 | 285 | 64.505 | 44 | 787.505 | 637.495 | 1425
Tennessee - Memphis | Sanders | Tempstar (ICP) | Primary | 5 | EAM5X60M24A | 491 | 285 | 73.72 | 44 | 893.72 | 531.28 | 1425
Texas - Central | Robert Madden | Day & Night (ICP) | Primary | 1.5 | EAM5X24M14A | 331 | 285 | 58.52 | 44 | 718.52 | 531.48 | 1250
Texas - Central | Robert Madden | Day & Night (ICP) | Primary | 2 | EVM5X24M14A | 241 | 285 | 49.97 | 44 | 619.97 | 655.03 | 1275
Texas - Central | Robert Madden | Day & Night (ICP) | Primary | 2.5 | EVM5X30M17A | 253 | 285 | 51.11 | 44 | 633.11 | 641.89 | 1275
Texas - Central | Robert Madden | Day & Night (ICP) | Primary | 2.5 | EVM5X30M17A | 253 | 285 | 51.11 | 44 | 633.11 | 641.89 | 1275
Texas - Central | Robert Madden | Day & Night (ICP) | Primary | 3 | EVM5X36M17A | 294 | 285 | 55.005 | 44 | 678.005 | 621.995 | 1300
Texas - Central | Robert Madden | Day & Night (ICP) | Primary | 3.5 | EVM5X42M21A | 338 | 285 | 59.185 | 44 | 726.185 | 598.815 | 1325
Texas - Central | Robert Madden | Day & Night (ICP) | Primary | 3.5 | EVM5X42M21A | 338 | 285 | 59.185 | 44 | 726.185 | 598.815 | 1325
Texas - Central | Robert Madden | Day & Night (ICP) | Primary | 4 | EAM5X48M21A | 429 | 285 | 67.83 | 44 | 825.83 | 599.17 | 1425
Texas - Central | Robert Madden | Day & Night (ICP) | Primary | 4 | EAM5X48M21A | 429 | 285 | 67.83 | 44 | 825.83 | 599.17 | 1425
Texas - Central | Robert Madden | Day & Night (ICP) | Primary | 5 | EAM5X61M21A | 394 | 285 | 64.505 | 44 | 787.505 | 637.495 | 1425
Texas - Central | Robert Madden | Day & Night (ICP) | Primary | 5 | EAM5X61M21A | 394 | 285 | 64.505 | 44 | 787.505 | 637.495 | 1425
Texas - West | Robert Madden | Payne | Primary | 1.5 | CVAMA2417XMA | 243 | 285 | 50.16 | 44 | 622.16 | 627.84 | 1250
Texas - West | Robert Madden | Payne | Primary | 2 | CVAMA2414XMA | 241 | 285 | 49.97 | 44 | 619.97 | 655.03 | 1275
Texas - West | Robert Madden | Payne | Primary | 2.5 | CAAMP3014AMA | 347 | 285 | 60.04 | 44 | 736.04 | 538.96 | 1275
Texas - West | Robert Madden | Payne | Primary | 3 | CVAMA3617XMA | 294 | 285 | 55.005 | 44 | 678.005 | 621.995 | 1300
Texas - West | Robert Madden | Payne | Primary | 3.5 | CVAMA4221XMA | 338 | 285 | 59.185 | 44 | 726.185 | 598.815 | 1325
Texas - West | Robert Madden | Payne | Primary | 4 | CAAMP4821AMA | 429 | 285 | 67.83 | 44 | 825.83 | 599.17 | 1425
Texas - West | Robert Madden | Payne | Primary | 5 | CAAMP6121AMA | 394 | 285 | 64.505 | 44 | 787.505 | 637.495 | 1425
Virginia | Baker | Grandaire | Primary | 1.5 | W5AM24M14XA | 331 | 285 | 58.52 | 44 | 718.52 | 531.48 | 1250
Virginia | Baker | Grandaire | Primary | 1.5 | W5AM24M17XA | 333 | 285 | 58.71 | 44 | 720.71 | 529.29 | 1250
Virginia | Baker | Grandaire | Primary | 1.5 | W5VM24M17XA | 243 | 285 | 50.16 | 44 | 622.16 | 627.84 | 1250
Virginia | Baker | Grandaire | Primary | 2 | W5AM24M14XA | 331 | 285 | 58.52 | 44 | 718.52 | 556.48 | 1275
Virginia | Baker | Grandaire | Primary | 2 | W5AM24M17XA | 333 | 285 | 58.71 | 44 | 720.71 | 554.29 | 1275
Virginia | Baker | Grandaire | Primary | 2 | W5VM24M17XA | 243 | 285 | 50.16 | 44 | 622.16 | 652.84 | 1275
Virginia | Baker | Grandaire | Primary | 2.5 | W5AM30M17XA | 344 | 285 | 59.755 | 44 | 732.755 | 542.245 | 1275
Virginia | Baker | Grandaire | Primary | 2.5 | W5VM30M17XA | 253 | 285 | 51.11 | 44 | 633.11 | 641.89 | 1275
Virginia | Baker | Grandaire | Primary | 3 | W5VM36M17XA | 294 | 285 | 55.005 | 44 | 678.005 | 621.995 | 1300
Virginia | Baker | Grandaire | Primary | 3 | W5VM36M17XA | 294 | 285 | 55.005 | 44 | 678.005 | 621.995 | 1300
Virginia | Baker | Grandaire | Primary | 3.5 | W5AM42M21XA | 382 | 285 | 63.365 | 44 | 774.365 | 550.635 | 1325
Virginia | Baker | Grandaire | Primary | 3.5 | W5VM44M21XA | 471 | 285 | 71.82 | 44 | 871.82 | 453.18 | 1325
Virginia | Baker | Grandaire | Primary | 4 | W5AM48M21XA | 429 | 285 | 67.83 | 44 | 825.83 | 599.17 | 1425
Virginia | Baker | Grandaire | Primary | 4 | W5VM48M21XA | 476 | 285 | 72.295 | 44 | 877.295 | 547.705 | 1425
Virginia | Baker | Grandaire | Primary | 5 | W5AM61M21XA | 394 | 285 | 64.505 | 44 | 787.505 | 637.495 | 1425
Virginia | Baker | Grandaire | Primary | 5 | W5AM60M24XA | 491 | 285 | 73.72 | 44 | 893.72 | 531.28 | 1425
Virginia | Baker | Grandaire | Primary | 5 | W5VM60M21XA | 516 | 285 | 76.095 | 44 | 921.095 | 503.905 | 1425
Washington | Ferguson / Airefco | Day & Night | Primary | 1.5 | EAM5X24M14A | 331 | 285 | 58.52 | 44 | 718.52 | 531.48 | 1250
Washington | Ferguson / Airefco | Day & Night | Primary | 1.5 | EAM5X19M17A | 386 | 285 | 63.745 | 44 | 778.745 | 471.255 | 1250
Washington | Ferguson / Airefco | Day & Night | Primary | 2 | EAM5X24M14A | 331 | 285 | 58.52 | 44 | 718.52 | 556.48 | 1275
Washington | Ferguson / Airefco | Day & Night | Primary | 2 | EVM5X24M17A | 243 | 285 | 50.16 | 44 | 622.16 | 652.84 | 1275
Washington | Ferguson / Airefco | Day & Night | Primary | 2.5 | EVM5X30M17A | 253 | 285 | 51.11 | 44 | 633.11 | 641.89 | 1275
Washington | Ferguson / Airefco | Day & Night | Primary | 2.5 | EAM5X30M14A | 347 | 285 | 60.04 | 44 | 736.04 | 538.96 | 1275
Washington | Ferguson / Airefco | Day & Night | Primary | 3 | EVM5X36M17A | 294 | 285 | 55.005 | 44 | 678.005 | 621.995 | 1300
Washington | Ferguson / Airefco | Day & Night | Primary | 3 | EAM5X36M17A | 374 | 285 | 62.605 | 44 | 765.605 | 534.395 | 1300
Washington | Ferguson / Airefco | Day & Night | Primary | 3.5 | EVM5X42M21A | 338 | 285 | 59.185 | 44 | 726.185 | 598.815 | 1325
Washington | Ferguson / Airefco | Day & Night | Primary | 3.5 | EAM5X42M21A | 382 | 285 | 63.365 | 44 | 774.365 | 550.635 | 1325
Washington | Ferguson / Airefco | Day & Night | Primary | 4 | EAM5X48M21A | 429 | 285 | 67.83 | 44 | 825.83 | 599.17 | 1425
Washington | Ferguson / Airefco | Day & Night | Primary | 4 | EVM5X48M21A | 476 | 285 | 72.295 | 44 | 877.295 | 547.705 | 1425
Washington | Ferguson / Airefco | Day & Night | Primary | 5 | EAM5X61M21A | 394 | 285 | 64.505 | 44 | 787.505 | 637.495 | 1425
Washington | Ferguson / Airefco | Day & Night | Primary | 5 | EAM5X60M24A | 491 | 285 | 73.72 | 44 | 893.72 | 531.28 | 1425

## Equipment Pricing
sku | title | Price
48NLNB240403 | 13.4 SEER2, 2 Ton, 40K BTU, Packaged Air Conditioner (R454B) | 1844
48NLNB240603 | 13.4 SEER2, 2 Ton, 60K BTU, Packaged Air Conditioner (R454B) | 1892
48NLNB300403 | 13.4 SEER2, 2.5 Ton, 40K BTU, Packaged Air Conditioner (R454B) | 1898
48NLNB300603 | 13.4 SEER2, 2.5 Ton, 60K BTU, Packaged Air Conditioner (R454B) | 2028
48NLNB360603 | 13.4 SEER2, 3 Ton, 60K BTU, Packaged Air Conditioner (R454B) | 2080
48NLNB360903 | 13.4 SEER2, 3 Ton, 90K BTU, Packaged Air Conditioner (R454B) | 2160
48NLNB420603 | 13.4 SEER2, 3.5 Ton, 60K BTU, Packaged Air Conditioner (R454B) | 2280
48NLNB420903 | 13.4 SEER2, 3.5 Ton, 90K BTU, Packaged Air Conditioner (R454B) | 2301
48NLNB480903 | 13.4 SEER2, 4 Ton, 90K BTU, Packaged Air Conditioner (R454B) | 2720
48NLNB481153 | 13.4 SEER2, 4 Ton, 115K BTU, Packaged Air Conditioner (R454B) | 2742
48NLNB481303 | 13.4 SEER2, 4 Ton, 130K BTU, Packaged Air Conditioner (R454B) | 2770
48NLNB600903 | 13.4 SEER2, 5 Ton, 90K BTU, Packaged Air Conditioner (R454B) | 2851
48NLNB601153 | 13.4 SEER2, 5 Ton, 115K BTU, Packaged Air Conditioner (R454B) | 2985
48NLNB601303 | 13.4 SEER2, 5 Ton, 130K BTU, Packaged Air Conditioner (R454B) | 3068
50NL-B24---3 | 13.4 SEER2, 2 Ton, Packaged Air Conditioner (R454B) | 1990
575CNWB24040N | 13.4 SEER2, 2 Ton, 40K BTU, Packaged Air Conditioner (R454B) | 1844
575CNWB24060 | 13.4 SEER2, 2 Ton, 60K BTU, Packaged Air Conditioner (R454B) | 1892
575CNWB30060 | 13.4 SEER2, 2.5 Ton, 60K BTU, Packaged Air Conditioner (R454B) | 2028
575CNWB30060N | 13.4 SEER2, 2.5 Ton, 60K BTU, Packaged Air Conditioner (R454B) | 2028
575CNWB36060N | 13.4 SEER2, 3 Ton, 60K BTU, Packaged Air Conditioner (R454B) | 2080
575CNWB36090 | 13.4 SEER2, 3 Ton, 90K BTU, Packaged Air Conditioner (R454B) | 2160
575CNWB42090 | 13.4 SEER2, 3.5 Ton, 90K BTU, Packaged Air Conditioner (R454B) | 2301
575CNWB42090N | 13.4 SEER2, 3.5 Ton, 90K BTU, Packaged Air Conditioner (R454B) | 2301
575CNWB48090N | 13.4 SEER2, 4 Ton, 90K BTU, Packaged Air Conditioner (R454B) | 2720
575CNWB48115 | 13.4 SEER2, 4 Ton, 115K BTU, Packaged Air Conditioner (R454B) | 2742
575CNWB60090N | 13.4 SEER2, 5 Ton, 90K BTU, Packaged Air Conditioner (R454B) | 2851
575CNWB60115 | 13.4 SEER2, 5 Ton, 115K BTU, Packaged Air Conditioner (R454B) | 2985
575CNWB60130 | 13.4 SEER2, 5 Ton, 130K BTU, Packaged Air Conditioner (R454B) | 3068
58SB0B045M14--12 | 80% AFUE, 45K BTU, 1200 CFM, 14.2" Single Stage Gas Furnace | 527
58SB0B045M17--14 | 80% AFUE, 45K BTU, 1400 CFM, 17.5" Single Stage Gas Furnace | 533
58SB0B070M14--12 | 80% AFUE, 70K BTU, 1200 CFM, 14.2" Single Stage Gas Furnace | 533
58SB0B070M17--12 | 80% AFUE, 70K BTU, 1200 CFM, 17.5" Single Stage Gas Furnace | 542
58SB0B070M17--16 | 80% AFUE, 70K BTU, 1600 CFM, 17.5" Single Stage Gas Furnace | 553
58SB0B070M21--16 | 80% AFUE, 70K BTU, 1600 CFM, 21" Single Stage Gas Furnace | 559
58SB0B090M17--14 | 80% AFUE, 90K BTU, 1400 CFM, 17.5" Single Stage Gas Furnace | 539
58SB0B090M21--16 | 80% AFUE, 90K BTU, 1600 CFM, 21" Single Stage Gas Furnace | 544
58SB0B090M21--20 | 80% AFUE, 90K BTU, 2000 CFM, 21" Single Stage Gas Furnace | 552
58SB0B090M24--20 | 80% AFUE, 90K BTU, 2000 CFM, 24.5" Single Stage Gas Furnace | 563
58SB0B110M21--20 | 80% AFUE, 110K BTU, 2000 CFM, 21" Single Stage Gas Furnace | 569
58SB0B110M24--20 | 80% AFUE, 110K BTU, 2000 CFM, 24.5" Single Stage Gas Furnace | 569
58SB0B135M24--20 | 80% AFUE, 135K BTU, 2000 CFM, 24.5" Single Stage Gas Furnace | 575
58SB0B155M24--20 | 80% AFUE, 155K BTU, 2000 CFM, 24.5" Single Stage Gas Furnace | 592
58SB1B045M14--12 | 80% AFUE, 45K BTU, 1200 CFM, 14.2" Single Stage Gas Furnace | 551
58SB1B045M17--14 | 80% AFUE, 45K BTU, 1400 CFM, 17.5" Single Stage Gas Furnace | 551
58SB1B070M14--12 | 80% AFUE, 70K BTU, 1200 CFM, 14.2" Single Stage Gas Furnace | 557
58SB1B070M17--12 | 80% AFUE, 70K BTU, 1200 CFM, 17.5" Single Stage Gas Furnace | 567
58SB1B070M17--16 | 80% AFUE, 70K BTU, 1600 CFM, 17.5" Single Stage Gas Furnace | 578
58SB1B070M21--16 | 80% AFUE, 70K BTU, 1600 CFM, 21" Single Stage Gas Furnace | 584
58SB1B090M17--14 | 80% AFUE, 90K BTU, 1400 CFM, 17.5" Single Stage Gas Furnace | 563
58SB1B090M21--16 | 80% AFUE, 90K BTU, 1600 CFM, 21" Single Stage Gas Furnace | 569
58SB1B090M21--20 | 80% AFUE, 90K BTU, 2000 CFM, 21" Single Stage Gas Furnace | 557
58SB1B110M21--20 | 80% AFUE, 110K BTU, 2000 CFM, 21" Single Stage Gas Furnace | 575
58SB1B110M24--20 | 80% AFUE, 110K BTU, 2000 CFM, 24.5" Single Stage Gas Furnace | 575
58SB1B135M24--20 | 80% AFUE, 135K BTU, 2000 CFM, 24.5" Single Stage Gas Furnace | 580
58SB1B155M24--20 | 80% AFUE, 155K BTU, 2000 CFM, 24.5" Single Stage Gas Furnace | 598
58SC0B045M14--12 | 80% AFUE, 45K BTU, 1200 CFM, 14.2" Single Stage Gas Furnace | 556
58SC0B045M17--14 | 80% AFUE, 45K BTU, 1400 CFM, 17.5" Single Stage Gas Furnace | 556
58SC0B070M14--12 | 80% AFUE, 70K BTU, 1200 CFM, 14.2" Single Stage Gas Furnace | 563
58SC0B070M17--12 | 80% AFUE, 70K BTU, 1200 CFM, 17.5" Single Stage Gas Furnace | 572
58SC0B070M17--16 | 80% AFUE, 70K BTU, 1600 CFM, 17.5" Single Stage Gas Furnace | 584
58SC0B070M21--16 | 80% AFUE, 70K BTU, 1600 CFM, 21" Single Stage Gas Furnace | 590
58SC0B090M17--14 | 80% AFUE, 90K BTU, 1400 CFM, 17.5" Single Stage Gas Furnace | 569
58SC0B090M21--16 | 80% AFUE, 90K BTU, 1600 CFM, 21" Single Stage Gas Furnace | 575
58SC0B090M21--20 | 80% AFUE, 90K BTU, 2000 CFM, 21" Single Stage Gas Furnace | 563
58SC0B110M21--20 | 80% AFUE, 110K BTU, 2000 CFM, 21" Single Stage Gas Furnace | 575
58SC0B110M24--20 | 80% AFUE, 110K BTU, 2000 CFM, 24.5" Single Stage Gas Furnace | 580
58SC0B135M24--20 | 80% AFUE, 135K BTU, 2000 CFM, 24.5" Single Stage Gas Furnace | 580
58SC1B045M14--12 | 80% AFUE, 45K BTU, 1200 CFM, 14.2" Single Stage Gas Furnace | 549
58SC1B045M17--14 | 80% AFUE, 45K BTU, 1400 CFM, 17.5" Single Stage Gas Furnace | 555
58SC1B070M14--12 | 80% AFUE, 70K BTU, 1200 CFM, 14.2" Single Stage Gas Furnace | 556
58SC1B070M17--12 | 80% AFUE, 70K BTU, 1200 CFM, 17.5" Single Stage Gas Furnace | 564
58SC1B070M17--16 | 80% AFUE, 70K BTU, 1600 CFM, 17.5" Single Stage Gas Furnace | 576
58SC1B070M21--16 | 80% AFUE, 70K BTU, 1600 CFM, 21" Single Stage Gas Furnace | 581
58SC1B090M17--14 | 80% AFUE, 90K BTU, 1400 CFM, 17.5" Single Stage Gas Furnace | 580
58SC1B090M21--16 | 80% AFUE, 90K BTU, 1600 CFM, 21" Single Stage Gas Furnace | 586
58SC1B090M21--20 | 80% AFUE, 90K BTU, 2000 CFM, 21" Single Stage Gas Furnace | 575
58SC1B110M21--20 | 80% AFUE, 110K BTU, 2000 CFM, 21" Single Stage Gas Furnace | 586
58SP0B045V14--12 | 80% AFUE, 45K BTU, 1200 CFM, 14.2" Single Stage Gas Furnace | 839
58SP0B070V14--12 | 80% AFUE, 70K BTU, 1200 CFM, 14.2" Single Stage Gas Furnace | 842
58SP0B070V17--16 | 80% AFUE, 70K BTU, 1600 CFM, 17.5" Single Stage Gas Furnace | 846
58SP0B090V17--16 | 80% AFUE, 90K BTU, 1600 CFM, 17.5" Single Stage Gas Furnace | 846
58SP0B090V21--20 | 80% AFUE, 90K BTU, 2000 CFM, 21" Single Stage Gas Furnace | 937
58SP0B110V21--22 | 80% AFUE, 110K BTU, 2200 CFM, 21" Single Stage Gas Furnace | 937
58SP0B135V24--22 | 80% AFUE, 135K BTU, 2200 CFM, 24.5" Single Stage Gas Furnace | 955
58TN0A045C17--12 | 80% AFUE, 45K BTU, 1200 CFM, 17.5" Two-Stage Gas Furnace | 1667
58TN0A070C14--12 | 80% AFUE, 70K BTU, 1200 CFM, 14.2" Two-Stage Gas Furnace | 1674
58TN0A070C17--16 | 80% AFUE, 70K BTU, 1600 CFM, 17.5" Two-Stage Gas Furnace | 1703
58TN0A070C21--20 | 80% AFUE, 70K BTU, 2000 CFM, 21" Two-Stage Gas Furnace | 1657
58TN0A090C17--16 | 80% AFUE, 90K BTU, 1600 CFM, 17.5" Two-Stage Gas Furnace | 1730
58TN0A090C21--20 | 80% AFUE, 90K BTU, 2000 CFM, 21" Two-Stage Gas Furnace | 1854
58TN0A110C21--20 | 80% AFUE, 110K BTU, 2000 CFM, 21" Two-Stage Gas Furnace | 1944
58TN0A135C24--22 | 80% AFUE, 135K BTU, 2200 CFM, 24.5" Two-Stage Gas Furnace | 2133
58TP0B045V14--12 | 80% AFUE, 45K BTU, 1200 CFM, 14.2" Two-Stage Gas Furnace | 1407
58TP0B070V14--12 | 80% AFUE, 70K BTU, 1200 CFM, 14.2" Two-Stage Gas Furnace | 1427
58TP0B070V17--16 | 80% AFUE, 70K BTU, 1600 CFM, 17.5" Two-Stage Gas Furnace | 1427
58TP0B090V17--16 | 80% AFUE, 90K BTU, 1600 CFM, 17.5" Two-Stage Gas Furnace | 1440
58TP0B090V21--20 | 80% AFUE, 90K BTU, 2000 CFM, 21" Two-Stage Gas Furnace | 1608
58TP0B110V21--22 | 80% AFUE, 110K BTU, 2200 CFM, 21" Two-Stage Gas Furnace | 1642
58TP0B135V24--22 | 80% AFUE, 135K BTU, 2200 CFM, 26" Two-Stage Gas Furnace | 1709
58TP1B045V14--12 | 80% AFUE, 45K BTU, 1200 CFM, 14.2" Two-Stage Gas Furnace | 1407
58TP1B070V14--12 | 80% AFUE, 70K BTU, 1200 CFM, 14.2" Two-Stage Gas Furnace | 1427
58TP1B070V17--16 | 80% AFUE, 70K BTU, 1600 CFM, 17.5" Two-Stage Gas Furnace | 1427
58TP1B090V17--16 | 80% AFUE, 90K BTU, 1600 CFM, 17.5" Two-Stage Gas Furnace | 1440
58TP1B090V21--20 | 80% AFUE, 90K BTU, 2000 CFM, 21" Two-Stage Gas Furnace | 1608
58TP1B110V21--22 | 80% AFUE, 110K BTU, 2200 CFM, 21" Two-Stage Gas Furnace | 1642
58TP1B135V24--22 | 80% AFUE, 135K BTU, 2200 CFM, 26" Two-Stage Gas Furnace | 1709
59MN7B060C17--14 | 97% AFUE, 60K BTU, 1400 CFM, 17.5" Modulating Gas Furnace | 2650
59MN7B060C21--20 | 97% AFUE, 60K BTU, 2000 CFM, 21" Modulating Gas Furnace | 3266
59MN7B080C17--14 | 97% AFUE, 80K BTU, 1400 CFM, 17.5" Modulating Gas Furnace | 3159
59MN7B080C21--20 | 97% AFUE, 80K BTU, 2000 CFM, 21" Modulating Gas Furnace | 3277
59MN7B100C21--22 | 97% AFUE, 100K BTU, 2200 CFM, 21" Modulating Gas Furnace | 3337
59MN7B120C24--22 | 97% AFUE, 120K BTU, 2200 CFM, 24.5" Modulating Gas Furnace | 3600
59SC2E040M14--12 | 92% AFUE, 40K BTU, 1200 CFM, 14.2" Single Stage Gas Furnace | 608
59SC2E040M17--12 | 92% AFUE, 40K BTU, 1200 CFM, 17.5" Single Stage Gas Furnace | 608
59SC2E060M14--12 | 92% AFUE, 60K BTU, 1200 CFM, 14.2" Single Stage Gas Furnace | 653
59SC2E060M17--14 | 92% AFUE, 60K BTU, 1400 CFM, 17.5" Single Stage Gas Furnace | 680
59SC2E080M17--16 | 92% AFUE, 80K BTU, 1600 CFM, 17.5" Single Stage Gas Furnace | 744
59SC2E080M21--20 | 92% AFUE, 80K BTU, 2000 CFM, 21" Single Stage Gas Furnace | 801
59SC2E100M21--20 | 92% AFUE, 100K BTU, 2000 CFM, 21" Single Stage Gas Furnace | 822
59SC2E100M21--22 | 92% AFUE, 100K BTU, 2200 CFM, 21" Single Stage Gas Furnace | 833
59SC2E120M24--20 | 92% AFUE, 120K BTU, 2000 CFM, 24.5" Single Stage Gas Furnace | 858
59SC6A026M14--10 | 96% AFUE, 26K BTU, 1000 CFM, 14.2" Single Stage Gas Furnace | 631
59SC6A040M14--10 | 96% AFUE, 40K BTU, 1000 CFM, 14.2" Single Stage Gas Furnace | 649
59SC6A040M17--12 | 96% AFUE, 40K BTU, 1200 CFM, 17.5" Single Stage Gas Furnace | 648
59SC6A060M14--12 | 96% AFUE, 60K BTU, 1200 CFM, 14.2" Single Stage Gas Furnace | 682
59SC6A060M17--16 | 96% AFUE, 60K BTU, 1600 CFM, 17.5" Single Stage Gas Furnace | 723
59SC6A080M17--16 | 96% AFUE, 80K BTU, 1600 CFM, 17.5" Single Stage Gas Furnace | 784
59SC6A080M21--20 | 96% AFUE, 80K BTU, 2000 CFM, 21" Single Stage Gas Furnace | 842
59SC6A100M21--20 | 96% AFUE, 100K BTU, 2000 CFM, 21" Single Stage Gas Furnace | 862
59SC6A100M21--22 | 96% AFUE, 100K BTU, 2200 CFM, 21" Single Stage Gas Furnace | 922
59SC6A120M24--22 | 96% AFUE, 120K BTU, 2200 CFM, 24.5" Single Stage Gas Furnace | 947
59SC6A140M24--22 | 96% AFUE, 140K BTU, 2200 CFM, 24.5" Single Stage Gas Furnace | 972
59SP6B040V14--10 | 96% AFUE, 40K BTU, 1000 CFM, 14.2" Single Stage Gas Furnace | 1939
59SP6B040V17--12 | 96% AFUE, 40K BTU, 1200 CFM, 17.5" Single Stage Gas Furnace | 1999
59SP6B060V14--12 | 96% AFUE, 60K BTU, 1200 CFM, 14.2" Single Stage Gas Furnace | 2058
59SP6B060V17--16 | 96% AFUE, 60K BTU, 1600 CFM, 17.5" Single Stage Gas Furnace | 2118
59SP6B080V17--16 | 96% AFUE, 80K BTU, 1600 CFM, 17.5" Single Stage Gas Furnace | 2177
59SP6B080V21--20 | 96% AFUE, 80K BTU, 2000 CFM, 21" Single Stage Gas Furnace | 2237
59SP6B100V21--20 | 96% AFUE, 100K BTU, 2000 CFM, 21" Single Stage Gas Furnace | 2296
59SP6B120V24--22 | 96% AFUE, 120K BTU, 2200 CFM, 24.5" Single Stage Gas Furnace | 2356
59TN6B060C17--14 | 96% AFUE, 60K BTU, 1400 CFM, 17.5" Two-Stage Gas Furnace | 2373
59TN6B080C17--14 | 96% AFUE, 80K BTU, 1400 CFM, 17.5" Two-Stage Gas Furnace | 2625
59TN6B080C21--20 | 96% AFUE, 80K BTU, 2000 CFM, 21" Two-Stage Gas Furnace | 2697
59TN6B100C21--22 | 96% AFUE, 100K BTU, 2200 CFM, 21" Two-Stage Gas Furnace | 2754
59TN6B120C24--22 | 96% AFUE, 120K BTU, 2200 CFM, 24.5" Two-Stage Gas Furnace | 3003
605CNXB24000 | 13.4 SEER2, 2 Ton, Packaged Heat Pump (R454B) | 2047
605CNXB30000 | 13.4 SEER2, 2.5 Ton, Packaged Heat Pump (R454B) | 2163
605CNXB36000 | 13.4 SEER2, 3 Ton, Packaged Heat Pump (R454B) | 2189
605CNXB42000 | 13.4 SEER2, 3.5 Ton, Packaged Heat Pump (R454B) | 2415
605CNXB48000 | 13.4 SEER2, 4 Ton, Packaged Heat Pump (R454B) | 2582
605CNXB60000 | 13.4 SEER2, 5 Ton, Packaged Heat Pump (R454B) | 2943
800SB36045M14 | 80% AFUE, 45K BTU, 1200 CFM, 14.2" Single Stage Gas Furnace | 527
800SB36070M14 | 80% AFUE, 70K BTU, 1200 CFM, 14.2" Single Stage Gas Furnace | 533
800SB36070M17 | 80% AFUE, 70K BTU, 1200 CFM, 17.5" Single Stage Gas Furnace | 542
800SB42045M17 | 80% AFUE, 45K BTU, 1400 CFM, 17.5" Single Stage Gas Furnace | 533
800SB42090M17 | 80% AFUE, 90K BTU, 1400 CFM, 17.5" Single Stage Gas Furnace | 539
800SB48070M17 | 80% AFUE, 70K BTU, 1600 CFM, 17.5" Single Stage Gas Furnace | 553
800SB48070M21 | 80% AFUE, 70K BTU, 1600 CFM, 21" Single Stage Gas Furnace | 559
800SB48090M21 | 80% AFUE, 90K BTU, 1600 CFM, 21" Single Stage Gas Furnace | 544
800SB60090M21 | 80% AFUE, 90K BTU, 2000 CFM, 21" Single Stage Gas Furnace | 552
800SB60090M24 | 80% AFUE, 90K BTU, 2000 CFM, 24.5" Single Stage Gas Furnace | 563
800SB60110M21 | 80% AFUE, 110K BTU, 2000 CFM, 21" Single Stage Gas Furnace | 569
800SB60110M24 | 80% AFUE, 110K BTU, 2000 CFM, 24.5" Single Stage Gas Furnace | 569
800SB60135M24 | 80% AFUE, 135K BTU, 2000 CFM, 24.5" Single Stage Gas Furnace | 575
800SB60155M24 | 80% AFUE, 155K BTU, 2000 CFM, 24.5" Single Stage Gas Furnace | 592
801SB36045M14 | 80% AFUE, 45K BTU, 1200 CFM, 14.2" Single Stage Gas Furnace | 551
801SB36070M14 | 80% AFUE, 70K BTU, 1200 CFM, 14.2" Single Stage Gas Furnace | 557
801SB36070M17 | 80% AFUE, 70K BTU, 1200 CFM, 17.5" Single Stage Gas Furnace | 567
801SB42045M17 | 80% AFUE, 45K BTU, 1400 CFM, 17.5" Single Stage Gas Furnace | 551
801SB42090M17 | 80% AFUE, 90K BTU, 1400 CFM, 17.5" Single Stage Gas Furnace | 563
801SB48070M17 | 80% AFUE, 70K BTU, 1600 CFM, 17.5" Single Stage Gas Furnace | 578
801SB48070M21 | 80% AFUE, 70K BTU, 1600 CFM, 21" Single Stage Gas Furnace | 584
801SB48090M21 | 80% AFUE, 90K BTU, 1600 CFM, 21" Single Stage Gas Furnace | 569
801SB60090M21 | 80% AFUE, 90K BTU, 2000 CFM, 21" Single Stage Gas Furnace | 557
801SB60110M21 | 80% AFUE, 110K BTU, 2000 CFM, 21" Single Stage Gas Furnace | 575
801SB60110M24 | 80% AFUE, 110K BTU, 2000 CFM, 24.5" Single Stage Gas Furnace | 575
801SB60135M24 | 80% AFUE, 135K BTU, 2000 CFM, 24.5" Single Stage Gas Furnace | 580
801SB60155M24 | 80% AFUE, 155K BTU, 2000 CFM, 24.5" Single Stage Gas Furnace | 598
810SB36045M14 | 80% AFUE, 45K BTU, 1200 CFM, 14.2" Single Stage Gas Furnace | 580
810SB36070M14 | 80% AFUE, 70K BTU, 1200 CFM, 14.2" Single Stage Gas Furnace | 556
810SB36070M17 | 80% AFUE, 70K BTU, 1200 CFM, 17.5" Single Stage Gas Furnace | 584
810SB42045M17 | 80% AFUE, 45K BTU, 1400 CFM, 17.5" Single Stage Gas Furnace | 556
810SB42090M17 | 80% AFUE, 90K BTU, 1400 CFM, 17.5" Single Stage Gas Furnace | 572
810SB48070M17 | 80% AFUE, 70K BTU, 1600 CFM, 17.5" Single Stage Gas Furnace | 575
810SB48070M21 | 80% AFUE, 70K BTU, 1600 CFM, 21" Single Stage Gas Furnace | 569
810SB48090M21 | 80% AFUE, 90K BTU, 1600 CFM, 21" Single Stage Gas Furnace | 590
810SB60090M21 | 80% AFUE, 90K BTU, 2000 CFM, 21" Single Stage Gas Furnace | 563
810SB60110M21 | 80% AFUE, 110K BTU, 2000 CFM, 21" Single Stage Gas Furnace | 580
810SB60110M24 | 80% AFUE, 110K BTU, 2000 CFM, 24.5" Single Stage Gas Furnace | 563
810SB60135M24 | 80% AFUE, 135K BTU, 2000 CFM, 24.5" Single Stage Gas Furnace | 575
811SB36045M14 | 80% AFUE, 45K BTU, 1200 CFM, 14.2" Single Stage Gas Furnace | 549
811SB36070M14 | 80% AFUE, 70K BTU, 1200 CFM, 14.2" Single Stage Gas Furnace | 556
811SB36070M17 | 80% AFUE, 70K BTU, 1200 CFM, 17.5" Single Stage Gas Furnace | 564
811SB42045M17 | 80% AFUE, 45K BTU, 1400 CFM, 17.5" Single Stage Gas Furnace | 555
811SB42090M17 | 80% AFUE, 90K BTU, 1400 CFM, 17.5" Single Stage Gas Furnace | 580
811SB48070M17 | 80% AFUE, 70K BTU, 1600 CFM, 17.5" Single Stage Gas Furnace | 576
811SB48070M21 | 80% AFUE, 70K BTU, 1600 CFM, 21" Single Stage Gas Furnace | 581
811SB48090M21 | 80% AFUE, 90K BTU, 1600 CFM, 21" Single Stage Gas Furnace | 586
811SB60090M21 | 80% AFUE, 90K BTU, 2000 CFM, 21" Single Stage Gas Furnace | 575
811SB60110M21 | 80% AFUE, 110K BTU, 2000 CFM, 21" Single Stage Gas Furnace | 586
820SB36045V14 | 80% AFUE, 45K BTU, 1200 CFM, 14.2" Single Stage Gas Furnace | 839
820SB36070V14 | 80% AFUE, 70K BTU, 1200 CFM, 14.2" Single Stage Gas Furnace | 842
820SB48070V17 | 80% AFUE, 70K BTU, 1600 CFM, 17.5" Single Stage Gas Furnace | 846
820SB48090V17 | 80% AFUE, 90K BTU, 1600 CFM, 17.5" Single Stage Gas Furnace | 846
820SB60090V21 | 80% AFUE, 90K BTU, 2000 CFM, 21" Single Stage Gas Furnace | 937
820SB66110V21 | 80% AFUE, 110K BTU, 2200 CFM, 21" Single Stage Gas Furnace | 937
820SB66135V24 | 80% AFUE, 135K BTU, 2200 CFM, 24.5" Single Stage Gas Furnace | 955
820TB36045V14 | 80% AFUE, 45K BTU, 1200 CFM, 14.2" Two-Stage Gas Furnace | 1407
820TB36070V14 | 80% AFUE, 70K BTU, 1200 CFM, 14.2" Two-Stage Gas Furnace | 1427
820TB48070V17 | 80% AFUE, 70K BTU, 1600 CFM, 17.5" Two-Stage Gas Furnace | 1427
820TB48090V17 | 80% AFUE, 90K BTU, 1600 CFM, 17.5" Two-Stage Gas Furnace | 1440
820TB60090V21 | 80% AFUE, 90K BTU, 2000 CFM, 21" Two-Stage Gas Furnace | 1608
820TB66110V21 | 80% AFUE, 110K BTU, 2200 CFM, 21" Two-Stage Gas Furnace | 1642
820TB66135V24 | 80% AFUE, 135K BTU, 2200 CFM, 24.5" Two-Stage Gas Furnace | 1709
880TA36045C17 | 80% AFUE, 45K BTU, 1200 CFM, 17.5" Two-Stage Gas Furnace | 1667
880TA36070C14 | 80% AFUE, 70K BTU, 1200 CFM, 14.2" Two-Stage Gas Furnace | 1674
880TA48070C17 | 80% AFUE, 70K BTU, 1600 CFM, 17.5" Two-Stage Gas Furnace | 1703
880TA48090C17 | 80% AFUE, 90K BTU, 1600 CFM, 17.5" Two-Stage Gas Furnace | 1730
880TA60070C21 | 80% AFUE, 70K BTU, 2000 CFM, 21" Two-Stage Gas Furnace | 1657
880TA60090C21 | 80% AFUE, 90K BTU, 2000 CFM, 21" Two-Stage Gas Furnace | 1854
880TA60110C21 | 80% AFUE, 110K BTU, 2000 CFM, 21" Two-Stage Gas Furnace | 1944
880TA66135C24 | 80% AFUE, 135K BTU, 2200 CFM, 24.5" Two-Stage Gas Furnace | 2133
912SE36040M14 | 92% AFUE, 40K BTU, 1200 CFM, 14.2" Single Stage Gas Furnace | 608
912SE36040M17 | 92% AFUE, 40K BTU, 1200 CFM, 17.5" Single Stage Gas Furnace | 608
912SE36060M14 | 92% AFUE, 60K BTU, 1200 CFM, 14.2" Single Stage Gas Furnace | 653
912SE42060M17 | 92% AFUE, 60K BTU, 1400 CFM, 17.5" Single Stage Gas Furnace | 680
912SE48080M17 | 92% AFUE, 80K BTU, 1600 CFM, 17.5" Single Stage Gas Furnace | 744
912SE60080M21 | 92% AFUE, 80K BTU, 2000 CFM, 21" Single Stage Gas Furnace | 801
912SE60100M21 | 92% AFUE, 100K BTU, 2000 CFM, 21" Single Stage Gas Furnace | 822
912SE60120M24 | 92% AFUE, 120K BTU, 2000 CFM, 24.5" Single Stage Gas Furnace | 858
912SE66100M21 | 92% AFUE, 100K BTU, 2200 CFM, 21" Single Stage Gas Furnace | 833
916SA30026M14 | 96% AFUE, 26K BTU, 1000 CFM, 14.2" Single Stage Gas Furnace | 631
916SA30040M14 | 96% AFUE, 40K BTU, 1000 CFM, 14.2" Single Stage Gas Furnace | 649
916SA36040M17 | 96% AFUE, 40K BTU, 1200 CFM, 17.5" Single Stage Gas Furnace | 648
916SA36060M14 | 96% AFUE, 60K BTU, 1200 CFM, 14.2" Single Stage Gas Furnace | 682
916SA48060M17 | 96% AFUE, 60K BTU, 1600 CFM, 17.5" Single Stage Gas Furnace | 723
916SA48080M17 | 96% AFUE, 80K BTU, 1600 CFM, 17.5" Single Stage Gas Furnace | 784
916SA60080M21 | 96% AFUE, 80K BTU, 2000 CFM, 21" Single Stage Gas Furnace | 842
916SA60100M21 | 96% AFUE, 100K BTU, 2000 CFM, 21" Single Stage Gas Furnace | 862
916SA66100M21 | 96% AFUE, 100K BTU, 2200 CFM, 21" Single Stage Gas Furnace | 922
916SA66120M24 | 96% AFUE, 120K BTU, 2200 CFM, 24.5" Single Stage Gas Furnace | 947
916SA66140M24 | 96% AFUE, 140K BTU, 2200 CFM, 14.2" Single Stage Gas Furnace | 972
926SB30040V14 | 96% AFUE, 40K BTU, 1000 CFM, 14.2" Single Stage Gas Furnace | 1939
926SB36040V17 | 96% AFUE, 40K BTU, 1200 CFM, 17.5" Single Stage Gas Furnace | 1999
926SB36060V14 | 96% AFUE, 60K BTU, 1200 CFM, 14.2" Single Stage Gas Furnace | 2058
926SB48060V17 | 96% AFUE, 60K BTU, 1600 CFM, 17.5" Single Stage Gas Furnace | 2118
926SB48080V17 | 96% AFUE, 80K BTU, 1600 CFM, 17.5" Single Stage Gas Furnace | 2177
926SB60080V21 | 96% AFUE, 80K BTU, 2000 CFM, 21" Single Stage Gas Furnace | 2237
926SB60100V21 | 96% AFUE, 100K BTU, 2000 CFM, 21" Single Stage Gas Furnace | 2296
926SB66120V24 | 96% AFUE, 120K BTU, 2200 CFM, 24.5" Single Stage Gas Furnace | 2356
986TC42060C17 | 96% AFUE, 60K BTU, 1400 CFM, 17.5" Two-Stage Gas Furnace | 2373
986TC42080C17 | 96% AFUE, 80K BTU, 1400 CFM, 17.5" Two-Stage Gas Furnace | 2625
986TC60080C21 | 96% AFUE, 80K BTU, 2000 CFM, 21" Two-Stage Gas Furnace | 2697
986TC66100C21 | 96% AFUE, 100K BTU, 2200 CFM, 21" Two-Stage Gas Furnace | 2754
986TC66120C24 | 96% AFUE, 120K BTU, 2200 CFM, 24.5" Two-Stage Gas Furnace | 3003
987MB42060C17 | 97% AFUE, 60K BTU, 1400 CFM, 17.5" Modulating Gas Furnace | 2650
987MB42080C17 | 97% AFUE, 80K BTU, 1400 CFM, 17.5" Modulating Gas Furnace | 3159
987MB60060C21 | 97% AFUE, 60K BTU, 2000 CFM, 21" Modulating Gas Furnace | 3266
987MB60080C21 | 97% AFUE, 80K BTU, 2000 CFM, 21" Modulating Gas Furnace | 3277
987MB66100C21 | 97% AFUE, 100K BTU, 2200 CFM, 21" Modulating Gas Furnace | 3337
987MB66120C24 | 97% AFUE, 120K BTU, 2200 CFM, 24.5" Modulating Gas Furnace | 3600
CAAMP1814AMA | 1.5 Ton, Multi-Position, 14" Cased A-Coil (R454B) | 321
CAAMP1917AMA | 1.5 Ton, Multi-Position, 17.5" Cased A-Coil (R454B) | 386
CAAMP2414AMA | 2 Ton, Multi-Position, 14" Cased A-Coil (R454B) | 331
CAAMP2417AMA | 2 Ton, Multi-Position, 17.5" Cased A-Coil (R454B) | 333
CAAMP2517AMA | 2 Ton, Multi-Position, 17.5" Cased A-Coil (R454B) | 411
CAAMP3014AMA | 2.5 Ton, Multi-Position, 14" Cased A-Coil (R454B) | 347
CAAMP3017AMA | 2.5 Ton, Multi-Position, 17.5" Cased A-Coil (R454B) | 344
CAAMP3617AMA | 3 Ton, Multi-Position, 17.5" Cased A-Coil (R454B) | 374
CAAMP3717AMA | 3 Ton, Multi-Position, 17.5" Cased A-Coil (R454B) | 393
CAAMP3721AMA | 3 Ton, Multi-Position, 21" Cased A-Coil (R454B) | 440
CAAMP4221AMA | 3.5 Ton, Multi-Position, 21" Cased A-Coil (R454B) | 382
CAAMP4321AMA | 3.5 Ton, Multi-Position, 21" Cased A-Coil (R454B) | 440
CAAMP4821AMA | 4 Ton, Multi-Position, 21" Cased A-Coil (R454B) | 429
CAAMP6024AMA | 5 Ton, Multi-Position, 24.5" Cased A-Coil (R454B) | 491
CAAMP6121AMA | 5 Ton, Multi-Position, 21" Cased A-Coil (R454B) | 394
CAAMP6124AMA | 5 Ton, Multi-Position, 24.5" Cased A-Coil (R454B) | 501
CAAVU1814AMA | 1.5 Ton, Upflow/Downflow, 14" Uncased A-Coil (R454B) | 238
CAAVU2414AMA | 2 Ton, Upflow/Downflow, 14" Uncased A-Coil (R454B) | 246
CAAVU2417AMA | 2 Ton, Upflow/Downflow, 17.5" Uncased A-Coil (R454B) | 253
CAAVU3014AMA | 2.5 Ton, Upflow/Downflow, 14" Uncased A-Coil (R454B) | 298
CAAVU3017AMA | 2.5 Ton, Upflow/Downflow, 17.5" Uncased A-Coil (R454B) | 298
CAAVU3617AMA | 3 Ton, Upflow/Downflow, 17.5" Uncased A-Coil (R454B) | 305
CAAVU3621AMA | 3 Ton, Upflow/Downflow, 21" Uncased A-Coil (R454B) | 310
CAAVU3717AMA | 3 Ton, Upflow/Downflow, 17.5" Uncased A-Coil (R454B) | 333
CAAVU4221AMA | 3.5 Ton, Upflow/Downflow, 21" Uncased A-Coil (R454B) | 325
CAAVU4821AMA | 4 Ton, Upflow/Downflow, 21" Uncased A-Coil (R454B) | 405
CAAVU4824AMA | 4 Ton, Upflow/Downflow, 24.5" Uncased A-Coil (R454B) | 405
CAAVU6024AMA | 5 Ton, Upflow/Downflow, 24.5" Uncased A-Coil (R454B) | 429
CAAVU6121AMA | 5 Ton, Upflow/Downflow, 21" Uncased A-Coil (R454B) | 418
CSAHP2412AMA | 2 Ton, Horizontal, 12" Cased Slab Coil (R454B) | 742
CSAHP3012AMA | 2.5 Ton, Horizontal, 12" Cased Slab Coil (R454B) | 759
CSAHP3612AMA | 3 Ton, Horizontal, 12" Cased Slab Coil (R454B) | 789
CSAHP4212AMA | 3.5 Ton, Horizontal, 12" Cased Slab Coil (R454B) | 872
CSAHP4812AMA | 4 Ton, Horizontal, 12" Cased Slab Coil (R454B) | 918
CSAHP6012AMA | 5 Ton, Horizontal, 12" Cased Slab Coil (R454B) | 1014
CVAMA2414XMA | 2 Ton, Multi-Position, 14" Cased V-Coil (R454B) | 241
CVAMA2417XMA | 2 Ton, Multi-Position, 17.5" Cased V-Coil (R454B) | 243
CVAMA2517XMA | 2 Ton, Multi-Position, 17.5" Cased V-Coil (R454B) | 326
CVAMA3017XMA | 2.5 Ton, Multi-Position, 17.5" Cased V-Coil (R454B) | 253
CVAMA3117XMA | 2.5 Ton, Multi-Position, 17.5" Cased V-Coil (R454B) | 379
CVAMA3217XMA | 2.5 Ton, Multi-Position, 17.5" Cased V-Coil (R454B) | 417
CVAMA3617XMA | 3 Ton, Multi-Position, 17.5" Cased V-Coil (R454B) | 294
CVAMA4221XMA | 3.5 Ton, Multi-Position, 21" Cased V-Coil (R454B) | 338
CVAMA4321XMA | 3.5 Ton, Multi-Position, 21" Cased V-Coil (R454B) | 407
CVAMA4421XMA | 3.5 Ton, Multi-Position, 21" Cased V-Coil (R454B) | 471
CVAMA4821XMA | 4 Ton, Multi-Position, 21" Cased V-Coil (R454B) | 476
CVAMA4921XMA | 4 Ton, Multi-Position, 21" Cased V-Coil (R454B) | 518
CVAMA6021XMA | 5 Ton, Multi-Position, 21" Cased V-Coil (R454B) | 516
CVAMA6024XMA | 5 Ton, Multi-Position, 24.5" Cased V-Coil (R454B) | 516
CVAMA6124XMA | 5 Ton, Multi-Position, 24.5" Cased V-Coil (R454B) | 556
CVAVA1814XMA | 1.5 Ton, Upflow/Downflow, 14" Cased V-Coil (R454B) | 262
CVAVA1917XMA | 1.5 Ton, Upflow/Downflow, 17.5" Cased V-Coil (R454B) | 306
CVAVA2414XMA | 2 Ton, Upflow/Downflow, 14" Cased V-Coil (R454B) | 273
CVAVA2417XMA | 2 Ton, Upflow/Downflow, 17.5" Cased V-Coil (R454B) | 276
CVAVA2517XMA | 2 Ton, Upflow/Downflow, 17.5" Cased V-Coil (R454B) | 326
CVAVA3014XMA | 2.5 Ton, Upflow/Downflow, 14" Cased V-Coil (R454B) | 323
CVAVA3017XMA | 2.5 Ton, Upflow/Downflow, 17.5" Cased V-Coil (R454B) | 323
CVAVA3117XMA | 2.5 Ton, Upflow/Downflow, 17.5" Cased V-Coil (R454B) | 356
CVAVA3617XMA | 3 Ton, Upflow/Downflow, 17.5" Cased V-Coil (R454B) | 330
CVAVA3621XMA | 3 Ton, Upflow/Downflow, 21" Cased V-Coil (R454B) | 334
CVAVA3721XMA | 3 Ton, Upflow/Downflow, 21" Cased V-Coil (R454B) | 372
CVAVA3817XMA | 3 Ton, Upflow/Downflow, 17.5" Cased V-Coil (R454B) | 391
CVAVA4217XMA | 3.5 Ton, Upflow/Downflow, 17.5" Cased V-Coil (R454B) | 349
CVAVA4221XMA | 3.5 Ton, Upflow/Downflow, 21" Cased V-Coil (R454B) | 349
CVAVA4224XMA | 3.5 Ton, Upflow/Downflow, 24.5" Cased V-Coil (R454B) | 410
CVAVA4821XMA | 4 Ton, Upflow/Downflow, 21" Cased V-Coil (R454B) | 432
CVAVA4824XMA | 4 Ton, Upflow/Downflow, 24.5" Cased V-Coil (R454B) | 432
CVAVA4924XMA | 4 Ton, Upflow/Downflow, 24.5" Cased V-Coil (R454B) | 490
CVAVA6024XMA | 5 Ton, Upflow/Downflow, 24.5" Cased V-Coil (R454B) | 456
CVAVA6124XMA | 5 Ton, Upflow/Downflow, 24.5" Cased V-Coil (R454B) | 518
EAM5X18M14A | 1.5 Ton, Multi-Position, 14" Cased A-Coil (R454B) | 321
EAM5X19M17A | 1.5 Ton, Multi-Position, 17.5" Cased A-Coil (R454B) | 386
EAM5X24M14A | 2 Ton, Multi-Position, 14" Cased A-Coil (R454B) | 331
EAM5X24M17A | 2 Ton, Multi-Position, 17.5" Cased A-Coil (R454B) | 333
EAM5X25M17A | 2 Ton, Multi-Position, 17.5" Cased A-Coil (R454B) | 411
EAM5X30M14A | 2.5 Ton, Multi-Position, 14" Cased A-Coil (R454B) | 347
EAM5X30M17A | 2.5 Ton, Multi-Position, 17.5" Cased A-Coil (R454B) | 344
EAM5X36M17A | 3 Ton, Multi-Position, 17.5" Cased A-Coil (R454B) | 374
EAM5X37M17A | 3 Ton, Multi-Position, 17.5" Cased A-Coil (R454B) | 393
EAM5X37M21A | 3 Ton, Multi-Position, 21" Cased A-Coil (R454B) | 440
EAM5X42M21A | 3.5 Ton, Multi-Position, 21" Cased A-Coil (R454B) | 382
EAM5X43M21A | 3.5 Ton, Multi-Position, 21" Cased A-Coil (R454B) | 440
EAM5X48M21A | 4 Ton, Multi-Position, 21" Cased A-Coil (R454B) | 429
EAM5X60M24A | 5 Ton, Multi-Position, 24.5" Cased A-Coil (R454B) | 491
EAM5X61M21A | 5 Ton, Multi-Position, 21" Cased A-Coil (R454B) | 394
EAM5X61M24A | 5 Ton, Multi-Position, 24.5" Cased A-Coil (R454B) | 501
ESH5X24M12A | 2 Ton, Upflow/Downflow, 12" Cased Slab Coil (R454B) | 742
ESH5X30M12A | 2.5 Ton, Upflow/Downflow, 12" Cased Slab Coil (R454B) | 759
ESH5X36M12A | 3 Ton, Upflow/Downflow, 12" Cased Slab Coil (R454B) | 789
ESH5X42M12A | 3.5 Ton, Upflow/Downflow, 12" Cased Slab Coil (R454B) | 872
ESH5X48M12A | 4 Ton, Upflow/Downflow, 12" Cased Slab Coil (R454B) | 918
ESH5X60M12A | 5 Ton, Upflow/Downflow, 12" Cased Slab Coil (R454B) | 1014
EVD5X18M14A | 1.5 Ton, Upflow/Downflow, 14" Cased V-Coil (R454B) | 262
EVD5X19M17A | 1.5 Ton, Upflow/Downflow, 17.5" Cased V-Coil (R454B) | 306
EVD5X24M14A | 2 Ton, Upflow/Downflow, 14" Cased V-Coil (R454B) | 273
EVD5X24M17A | 2 Ton, Upflow/Downflow, 17.5" Cased V-Coil (R454B) | 276
EVD5X25M17A | 2 Ton, Upflow/Downflow, 17.5" Cased V-Coil (R454B) | 326
EVD5X30M14A | 2.5 Ton, Upflow/Downflow, 14" Cased V-Coil (R454B) | 323
EVD5X30M17A | 2.5 Ton, Upflow/Downflow, 17.5" Cased V-Coil (R454B) | 323
EVD5X31M17A | 2.5 Ton, Upflow/Downflow, 17.5" Cased V-Coil (R454B) | 356
EVD5X36M17A | 3 Ton, Upflow/Downflow, 17.5" Cased V-Coil (R454B) | 330
EVD5X36M21A | 3 Ton, Upflow/Downflow, 21" Cased V-Coil (R454B) | 334
EVD5X37M21A | 3 Ton, Upflow/Downflow, 21" Cased V-Coil (R454B) | 372
EVD5X38M17A | 3 Ton, Upflow/Downflow, 17.5" Cased V-Coil (R454B) | 391
EVD5X42M17A | 3.5 Ton, Upflow/Downflow, 17.5" Cased V-Coil (R454B) | 349
EVD5X42M21A | 3.5 Ton, Upflow/Downflow, 21" Cased V-Coil (R454B) | 349
EVD5X42M24A | 3.5 Ton, Upflow/Downflow, 24.5" Cased V-Coil (R454B) | 410
EVD5X48M21A | 4 Ton, Upflow/Downflow, 21" Cased V-Coil (R454B) | 432
EVD5X48M24A | 4 Ton, Upflow/Downflow, 24.5" Cased V-Coil (R454B) | 432
EVD5X49M24A | 4 Ton, Upflow/Downflow, 24.5" Cased V-Coil (R454B) | 490
EVD5X60M24A | 5 Ton, Upflow/Downflow, 24.5" Cased V-Coil (R454B) | 456
EVD5X61M24A | 5 Ton, Upflow/Downflow, 24.5" Cased V-Coil (R454B) | 518
EVM5X24M14A | 2 Ton, Multi-Position, 14" Cased V-Coil (R454B) | 241
EVM5X24M17A | 2 Ton, Multi-Position, 17.5" Cased V-Coil (R454B) | 243
EVM5X25M17A | 2 Ton, Multi-Position, 17.5" Cased V-Coil (R454B) | 326
EVM5X30M17A | 2.5 Ton, Multi-Position, 17.5" Cased V-Coil (R454B) | 253
EVM5X31M17A | 2.5 Ton, Multi-Position, 17.5" Cased V-Coil (R454B) | 379
EVM5X32M17A | 2.5 Ton, Multi-Position, 17.5" Cased V-Coil (R454B) | 417
EVM5X36M17A | 3 Ton, Multi-Position, 17.5" Cased V-Coil (R454B) | 294
EVM5X42M21A | 3.5 Ton, Multi-Position, 21" Cased V-Coil (R454B) | 338
EVM5X43M21A | 3.5 Ton, Multi-Position, 21" Cased V-Coil (R454B) | 407
EVM5X44M21A | 3.5 Ton, Multi-Position, 21" Cased V-Coil (R454B) | 471
EVM5X48M21A | 4 Ton, Multi-Position, 21" Cased V-Coil (R454B) | 476
EVM5X49M21A | 4 Ton, Multi-Position, 21" Cased V-Coil (R454B) | 518
EVM5X60M21A | 5 Ton, Multi-Position, 21" Cased V-Coil (R454B) | 516
EVM5X60M24A | 5 Ton, Upflow/Downflow, 24.5" Cased V-Coil (R454B) | 516
EVM5X61M24A | 5 Ton, Upflow/Downflow, 24.5" Cased V-Coil (R454B) | 556
F80CTL0451712A | 80% AFUE, 45K BTU, 1200 CFM, 17.5" Two-Stage Gas Furnace | 1667
F80CTL0701412A | 80% AFUE, 70K BTU, 1200 CFM, 14.2" Two-Stage Gas Furnace | 1674
F80CTL0701716A | 80% AFUE, 70K BTU, 1600 CFM, 17.5" Two-Stage Gas Furnace | 1703
F80CTL0702120A | 80% AFUE, 70K BTU, 2000 CFM, 14.2" Two-Stage Gas Furnace | 1657
F80CTL0901716A | 80% AFUE, 90K BTU, 1600 CFM, 17.5" Two-Stage Gas Furnace | 1730
F80CTL0902120A | 80% AFUE, 90K BTU, 2000 CFM, 21" Two-Stage Gas Furnace | 1854
F80CTL1102120A | 80% AFUE, 110K BTU, 2000 CFM, 14.2" Two-Stage Gas Furnace | 1944
F80CTL1352422A | 80% AFUE, 135K BTU, 2200 CFM, 24.5" Two-Stage Gas Furnace | 2133
F80VTL0451412B | 80% AFUE, 45K BTU, 1200 CFM, 14.2" Two-Stage Gas Furnace | 1407
F80VTL0701716B | 80% AFUE, 70K BTU, 1600 CFM, 17.5" Two-Stage Gas Furnace | 1427
F80VTL0902120B | 80% AFUE, 90K BTU, 2000 CFM, 21" Two-Stage Gas Furnace | 1608
F80VTL1102122B | 80% AFUE, 110K BTU, 2200 CFM, 21" Two-Stage Gas Furnace | 1642
F96CTN0601714A | 96% AFUE, 60K BTU, 1400 CFM, 17.5" Two-Stage Gas Furnace | 2373
F96CTN0801714A | 96% AFUE, 80K BTU, 1400 CFM, 17.5" Two-Stage Gas Furnace | 2625
F96CTN0802120A | 96% AFUE, 80K BTU, 2000 CFM, 21" Two-Stage Gas Furnace | 2697
F96CTN1002122A | 96% AFUE, 120K BTU, 2200 CFM, 21" Two-Stage Gas Furnace | 2754
F96CTN1202422A | 96% AFUE, 12K BTU, 2200 CFM, 24.5" Two-Stage Gas Furnace | 3003
F97CMN0601714A | 97% AFUE, 60K BTU, 1400 CFM, 17.5" Modulating Gas Furnace | 2650
F97CMN0602120A | 97% AFUE, 60K BTU, 2000 CFM, 21" Modulating Gas Furnace | 3266
F97CMN0801714A | 97% AFUE, 80K BTU, 1400 CFM, 17.5" Modulating Gas Furnace | 3159
F97CMN0802120A | 97% AFUE, 80K BTU, 2000 CFM, 21" Modulating Gas Furnace | 3277
F97CMN1002122A | 97% AFUE, 100K BTU, 2200 CFM, 21" Modulating Gas Furnace | 3337
F97CMN1202422A | 97% AFUE, 120K BTU, 2200 CFM, 24.5" Modulating Gas Furnace | 3600
FHMA5X18L0AA | 1.5 Ton, Multi-Position, 14.5" Air Handler (R454B) | 559
FHMA5X24L0BA | 2 Ton, Multi-Position, 17.5" Air Handler (R454B) | 559
FHMA5X30L0BA | 2.5 Ton, Multi-Position, 17.5" Air Handler (R454B) | 589
FHMA5X36L0BA | 3 Ton, Multi-Position, 17.5" Air Handler (R454B) | 610
FHMA5X42L0CA | 3.5 Ton, Multi-Position, 21" Air Handler (R454B) | 634
FHMA5X48L0CA | 4 Ton, Multi-Position, 21" Air Handler (R454B) | 693
FHMA5X60L0DA | 5 Ton, Multi-Position, 24.5" Air Handler (R454B) | 578
FJ5ANXA18L00 | 1.5 Ton, Multi-Position, 14.5" Air Handler (R454B) | 559
FJ5ANXB24L00 | 2 Ton, Multi-Position, 17.5" Air Handler (R454B) | 559
FJ5ANXB30L00 | 2.5 Ton, Multi-Position, 17.5" Air Handler (R454B) | 589
FJ5ANXB36L00 | 3 Ton, Multi-Position, 17.5" Air Handler (R454B) | 610
FJ5ANXC42L00 | 3.5 Ton, Multi-Position, 21" Air Handler (R454B) | 634
FJ5ANXC48L00 | 4 Ton, Multi-Position, 21" Air Handler (R454B) | 693
FJ5ANXD60L00 | 5 Ton, Multi-Position, 24.5" Air Handler (R454B) | 693
FMA5L1800AL | 1 Ton, Upflow, 14.5" Front Return Air Handler (R454B) | 497
FMA5L2400AL | 2 Ton, Upflow, 14.5" Front Return Air Handler (R454B) | 514
FMA5L3000AL | 2 Ton, Upflow, 14.5" Front Return Air Handler (R454B) | 542
FMA5L3600AL | 3 Ton, Upflow, 14.5" Front Return Air Handler (R454B) | 646
FMA5X1800AL | 1 Ton, Upflow, 14.5" Front Return Air Handler (R454B) | 592
FMA5X2400AL | 2 Ton, Upflow, 14.5" Front Return Air Handler (R454B) | 612
FMA5X3000AL | 2 Ton, Upflow, 14.5" Front Return Air Handler (R454B) | 629
FMA5X3600AL | 3 Ton, Upflow, 14.5" Front Return Air Handler (R454B) | 668
FMC5Z1800AL | 1.5 Ton, Ceiling-Mount, Air Handler (R454B) | 684
FMC5Z2400AL | 2 Ton, Ceiling-Mount, Air Handler (R454B) | 735
FMC5Z3000AL | 2.5 Ton, Ceiling-Mount, Air Handler (R454B) | 869
FMC5Z3600AL | 3 Ton, Ceiling-Mount, Air Handler (R454B) | 1011
G80CTL0451712A | 80% AFUE, 45K BTU, 1200 CFM, 17.5" Two-Stage Gas Furnace | 1667
G80CTL0701412A | 80% AFUE, 70K BTU, 1200 CFM, 14.2" Two-Stage Gas Furnace | 1674
G80CTL0701716A | 80% AFUE, 70K BTU, 1600 CFM, 17.5" Two-Stage Gas Furnace | 1703
G80CTL0702120A | 80% AFUE, 70K BTU, 2000 CFM, 21" Two-Stage Gas Furnace | 1657
G80CTL0901716A | 80% AFUE, 90K BTU, 1600 CFM, 17.5" Two-Stage Gas Furnace | 1730
G80CTL0902120A | 80% AFUE, 90K BTU, 2000 CFM, 21" Two-Stage Gas Furnace | 1854
G80CTL1102120A | 80% AFUE, 110K BTU, 2000 CFM, 21" Two-Stage Gas Furnace | 1944
G80CTL1352422A | 80% AFUE, 135K BTU, 2200 CFM, 24.5" Two-Stage Gas Furnace | 2133
G80VTL0451412B | 80% AFUE, 45K BTU, 1200 CFM, 14.2" Two-Stage Gas Furnace | 1407
G80VTL0701716B | 80% AFUE, 70K BTU, 1600 CFM, 17.5" Two-Stage Gas Furnace | 1427
G80VTL0902120B | 80% AFUE, 90K BTU, 2000 CFM, 21" Two-Stage Gas Furnace | 1608
G80VTL1102122B | 80% AFUE, 110K BTU, 2200 CFM, 21" Two-Stage Gas Furnace | 1642
G96CTN0601714A | 96% AFUE, 60K BTU, 1400 CFM, 17.5" Two-Stage Gas Furnace | 2373
G96CTN0801714A | 96% AFUE, 80K BTU, 1400 CFM, 17.5" Two-Stage Gas Furnace | 2625
G96CTN0802120A | 96% AFUE, 80K BTU, 2000 CFM, 21" Two-Stage Gas Furnace | 2697
G96CTN1002122A | 96% AFUE, 100K BTU, 2200 CFM, 21" Two-Stage Gas Furnace | 2754
G96CTN1202422A | 96% AFUE, 120K BTU, 2200 CFM, 24.5" Two-Stage Gas Furnace | 3003
G97CMN0601714A | 97% AFUE, 60K BTU, 1400 CFM, 17.5" Modulating Gas Furnace | 2650
G97CMN0602120A | 97% AFUE, 60K BTU, 2000 CFM, 21" Modulating Gas Furnace | 3266
G97CMN0801714A | 97% AFUE, 80K BTU, 1400 CFM, 17.5" Modulating Gas Furnace | 3159
G97CMN0802120A | 97% AFUE, 80K BTU, 2000 CFM, 21" Modulating Gas Furnace | 3277
G97CMN1002122A | 97% AFUE, 100K BTU, 2200 CFM, 21" Modulating Gas Furnace | 3337
G97CMN1202422A | 97% AFUE, 120K BTU, 2200 CFM, 24.5" Modulating Gas Furnace | 3600
GA5SAN51800W | 14.3 SEER2, 1.5 Ton, Air Conditioner (R454B) | 815
GA5SAN52400W | 14.3 SEER2, 2 Ton, Air Conditioner (R454B) | 815
GA5SAN53000W | 14.3 SEER2, 2.5 Ton, Air Conditioner (R454B) | 834
GA5SAN53600W | 14.3 SEER2, 3 Ton, Air Conditioner (R454B) | 910
GA5SAN54200W | 14.3 SEER2, 3.5 Ton, Air Conditioner (R454B) | 1144
GA5SAN54800W | 14.3 SEER2, 4 Ton, Air Conditioner (R454B) | 1191
GA5SAN56000W | 14.3 SEER2, 5 Ton, Air Conditioner (R454B) | 1374
GA8TAN52400W | 17.5 SEER2, 2 Ton, Air Conditioner (R454B) | 1770
GA8TAN56000W | 17.5 SEER2, 5 Ton, Air Conditioner (R454B) | 3290
GH5SAN51800A | 14.3 SEER2, 1.5 Ton, Heat Pump (R454B) | 973
GH5SAN52400A | 14.3 SEER2, 2 Ton, Heat Pump (R454B) | 1006
GH5SAN53000A | 14.3 SEER2, 2.5 Ton, Heat Pump (R454B) | 1133
GH5SAN53600A | 14.3 SEER2, 3 Ton, Heat Pump (R454B) | 1314
GH5SAN54200A | 14.3 SEER2, 3.5 Ton, Heat Pump (R454B) | 1443
GH5SAN54800A | 14.3 SEER2, 4 Ton, Heat Pump (R454B) | 1445
GH5SAN56000A | 14.3 SEER2, 5 Ton, Heat Pump (R454B) | 1758
N80MSL0451412A | 80% AFUE, 45K BTU, 1200 CFM, 14.2" Single Stage Gas Furnace | 551
N80MSL0451714A | 80% AFUE, 45K BTU, 1400 CFM, 17.5" Single Stage Gas Furnace | 551
N80MSL0701412A | 80% AFUE, 70K BTU, 1200 CFM, 14.2" Single Stage Gas Furnace | 557
N80MSL0701712A | 80% AFUE, 70K BTU, 1200 CFM, 17.5" Single Stage Gas Furnace | 567
N80MSL0701716A | 80% AFUE, 70K BTU, 1600 CFM, 17.5" Single Stage Gas Furnace | 578
N80MSL0702116A | 80% AFUE, 70K BTU, 1600 CFM, 21" Single Stage Gas Furnace | 584
N80MSL0901714A | 80% AFUE, 90K BTU, 1400 CFM, 17.5" Single Stage Gas Furnace | 563
N80MSL0902116A | 80% AFUE, 90K BTU, 1600 CFM, 21" Single Stage Gas Furnace | 569
N80MSL0902120A | 80% AFUE, 90K BTU, 2000 CFM, 21" Single Stage Gas Furnace | 557
N80MSL1102120A | 80% AFUE, 110K BTU, 2000 CFM, 21" Single Stage Gas Furnace | 575
N80MSL1102420A | 80% AFUE, 110K BTU, 2000 CFM, 24.5" Single Stage Gas Furnace | 575
N80MSL1352420A | 80% AFUE, 135K BTU, 2000 CFM, 24.5" Single Stage Gas Furnace | 580
N80MSL1552420A | 80% AFUE, 155K BTU, 2000 CFM, 24.5" Single Stage Gas Furnace | 598
N80MSN0451412A | 80% AFUE, 45K BTU, 1200 CFM, 14.2" Single Stage Gas Furnace | 527
N80MSN0451714A | 80% AFUE, 45K BTU, 1400 CFM, 17.5" Single Stage Gas Furnace | 533
N80MSN0701412A | 80% AFUE, 70K BTU, 1200 CFM, 14.2" Single Stage Gas Furnace | 533
N80MSN0701712A | 80% AFUE, 70K BTU, 1200 CFM, 17.5" Single Stage Gas Furnace | 542
N80MSN0701716A | 80% AFUE, 70K BTU, 1600 CFM, 17.5" Single Stage Gas Furnace | 553
N80MSN0702116A | 80% AFUE, 70K BTU, 1600 CFM, 21" Single Stage Gas Furnace | 559
N80MSN0901714A | 80% AFUE, 90K BTU, 1400 CFM, 17.5" Single Stage Gas Furnace | 539
N80MSN0902116A | 80% AFUE, 90K BTU, 1600 CFM, 21" Single Stage Gas Furnace | 544
N80MSN0902120A | 80% AFUE, 90K BTU, 2000 CFM, 21" Single Stage Gas Furnace | 552
N80MSN0902420A | 80% AFUE, 90K BTU, 2000 CFM, 24.5" Single Stage Gas Furnace | 563
N80MSN1102120A | 80% AFUE, 110K BTU, 2000 CFM, 21" Single Stage Gas Furnace | 569
N80MSN1102420A | 80% AFUE, 110K BTU, 2000 CFM, 24.5" Single Stage Gas Furnace | 569
N80MSN1352420A | 80% AFUE, 135K BTU, 2000 CFM, 24" Single Stage Gas Furnace | 575
N80MSN1552420A | 80% AFUE, 155K BTU, 2000 CFM, 24.5" Single Stage Gas Furnace | 592
N80VSL0451412B | 80% AFUE, 45K BTU, 1200 CFM, 14.2" Single Stage Gas Furnace | 839
N80VSL0451716A | 80% AFUE, 45K BTU, 1600 CFM, 17.5" Single Stage Gas Furnace | 842
N80VSL0701412B | 80% AFUE, 70K BTU, 1200 CFM, 14.2" Single Stage Gas Furnace | 842
N80VSL0701716B | 80% AFUE, 70K BTU, 1600 CFM, 17.5" Single Stage Gas Furnace | 846
N80VSL0901716B | 80% AFUE, 90K BTU, 1600 CFM, 17.5" Single Stage Gas Furnace | 846
N80VSL0902120B | 80% AFUE, 90K BTU, 2000 CFM, 21" Single Stage Gas Furnace | 937
N80VSL1102122B | 80% AFUE, 110K BTU, 2200 CFM, 21" Single Stage Gas Furnace | 937
N80VSL1352422B | 80% AFUE, 135K BTU, 2200 CFM, 24.5" Single Stage Gas Furnace | 955
N92MSN0401412A | 92% AFUE, 40K BTU, 1200 CFM, 14.2" Single Stage Gas Furnace | 608
N92MSN0401712A | 92% AFUE, 40K BTU, 1200 CFM, 17.5" Single Stage Gas Furnace | 608
N92MSN0601412A | 92% AFUE, 60K BTU, 1200 CFM, 14.2" Single Stage Gas Furnace | 653
N92MSN0601714A | 92% AFUE, 60K BTU, 1400 CFM, 17.5" Single Stage Gas Furnace | 680
N92MSN0801716A | 92% AFUE, 80K BTU, 1600 CFM, 17.5" Single Stage Gas Furnace | 744
N92MSN0802120A | 92% AFUE, 80K BTU, 2000 CFM, 21" Single Stage Gas Furnace | 801
N92MSN1002120A | 92% AFUE, 100K BTU, 2000 CFM, 21" Single Stage Gas Furnace | 822
N92MSN1002122A | 92% AFUE, 100K BTU, 2200 CFM, 21" Single Stage Gas Furnace | 833
N92MSN1202420A | 92% AFUE, 120K BTU, 2000 CFM, 24.5" Single Stage Gas Furnace | 858
N96MSN0261410A | 96% AFUE, 26K BTU, 1000 CFM, 14.2" Single Stage Gas Furnace | 631
N96MSN0401410A | 96% AFUE, 40K BTU, 1000 CFM, 14.2" Single Stage Gas Furnace | 649
N96MSN0401712A | 96% AFUE, 40K BTU, 1200 CFM, 17.5" Single Stage Gas Furnace | 648
N96MSN0601412A | 96% AFUE, 60K BTU, 1200 CFM, 14.2" Single Stage Gas Furnace | 682
N96MSN0601716A | 96% AFUE, 60K BTU, 1600 CFM, 17.5" Single Stage Gas Furnace | 723
N96MSN0801716A | 96% AFUE, 80K BTU, 1600 CFM, 17.5" Single Stage Gas Furnace | 784
N96MSN0802120A | 96% AFUE, 80K BTU, 2000 CFM, 21" Single Stage Gas Furnace | 842
N96MSN1002120A | 96% AFUE, 100K BTU, 2000 CFM, 21" Single Stage Gas Furnace | 862
N96MSN1002122A | 96% AFUE, 100K BTU, 2200 CFM, 21" Single Stage Gas Furnace | 922
N96MSN1202422A | 96% AFUE, 120K BTU, 2200 CFM, 24.5" Single Stage Gas Furnace | 947
N96MSN1402422A | 96% AFUE, 140K BTU, 2200 CFM, 24.5" Single Stage Gas Furnace | 972
N96VSN0401410B | 96% AFUE, 40K BTU, 1000 CFM, 14.2" Single Stage Gas Furnace | 1939
N96VSN0401712B | 96% AFUE, 40K BTU, 1200 CFM, 17.5" Single Stage Gas Furnace | 1999
N96VSN0601412B | 96% AFUE, 60K BTU, 1200 CFM, 14.2" Single Stage Gas Furnace | 2058
N96VSN0601716B | 96% AFUE, 60K BTU, 1600 CFM, 17.5" Single Stage Gas Furnace | 2118
N96VSN0801716B | 96% AFUE, 80K BTU, 1600 CFM, 17.5" Single Stage Gas Furnace | 2177
N96VSN0802120B | 96% AFUE, 80K BTU, 2000 CFM, 21" Single Stage Gas Furnace | 2237
N96VSN1002120B | 96% AFUE, 100K BTU, 2000 CFM, 21" Single Stage Gas Furnace | 2296
N96VSN1202422B | 96% AFUE, 120K BTU, 2200 CFM, 24.5" Single Stage Gas Furnace | 2356
PA5SAN51800W | 14.3 SEER2, 1.5 Ton, Air Conditioner (R454B) | 815
PA5SAN52400W | 14.3 SEER2, 2 Ton, Air Conditioner (R454B) | 815
PA5SAN53000W | 14.3 SEER2, 2.5 Ton, Air Conditioner (R454B) | 834
PA5SAN53600W | 14.3 SEER2, 3 Ton, Air Conditioner (R454B) | 910
PA5SAN54200W | 14.3 SEER2, 3.5 Ton, Air Conditioner (R454B) | 1144
PA5SAN54800W | 14.3 SEER2, 4 Ton, Air Conditioner (R454B) | 1191
PA5SAN56000W | 14.3 SEER2, 5 Ton, Air Conditioner (R454B) | 1374
PA5ZNB024000 | 13.4 SEER2, 2 Ton, Packaged Air Conditioner (R454B) | 1844
PA5ZNB030000 | 13.4 SEER2, 2.5 Ton, Packaged Air Conditioner (R454B) | 1893
PA5ZNB036000 | 13.4 SEER2, 3 Ton, Packaged Air Conditioner (R454B) | 1909
PA5ZNB042000 | 13.4 SEER2, 3.5 Ton, 40K BTU, Packaged Air Conditioner (R454B) | 2181
PA5ZNB048000 | 13.4 SEER2, 4 Ton, 60K BTU, Packaged Air Conditioner (R454B) | 2310
PA5ZNB060000 | 13.4 SEER2, 5 Ton, Packaged Air Conditioner (R454B) | 2698
PAB424000K000B | 13.4 SEER2, 2 Ton, Packaged Air Conditioner (R454B) | 1990
PAB430000K000B | 13.4 SEER2, 2.5 Ton, Packaged Air Conditioner (R454B) | 2076
PAB436000K000B | 13.4 SEER2, 3 Ton, Packaged Air Conditioner (R454B) | 2542
PAB442000K000B | 13.4 SEER2, 3.5 Ton, Packaged Air Conditioner (R454B) | 2523
PAB448000K000B | 13.4 SEER2, 4 Ton, Packaged Air Conditioner (R454B) | 2627
PAB460000K000B | 13.4 SEER2, 5 Ton, Packaged Air Conditioner (R454B) | 2935
PAM424000K000B | 13.4 SEER2, 2 Ton, Packaged Air Conditioner (R454B) | 1844
PAM430000K000B | 13.4 SEER2, 2.5 Ton, Packaged Air Conditioner (R454B) | 1893
PAM436000K000B | 13.4 SEER2, 3 Ton, Packaged Air Conditioner (R454B) | 1909
PAM442000K000B | 13.4 SEER2, 3.5 Ton, Packaged Air Conditioner (R454B) | 2181
PAM448000K000B | 13.4 SEER2, 4 Ton, Packaged Air Conditioner (R454B) | 2310
PAM460000K000B | 13.4 SEER2, 5 Ton, Packaged Air Conditioner (R454B) | 2698
PF5MNXA18L00 | 1.5 Ton, Multi-Position, 14.5" Air Handler (R454B) | 559
PF5MNXB24L00 | 2 Ton, Multi-Position, 17.5" Air Handler (R454B) | 559
PF5MNXB30L00 | 2.5 Ton, Multi-Position, 17.5" Air Handler (R454B) | 589
PF5MNXB36L00 | 3 Ton, Multi-Position, 17.5" Air Handler (R454B) | 610
PF5MNXC42L00 | 3.5 Ton, Multi-Position, 21" Air Handler (R454B) | 634
PF5MNXC48L00 | 4 Ton, Multi-Position, 21" Air Handler (R454B) | 693
PF5MNXD60L00 | 5 Ton, Multi-Position, 24.5" Air Handler (R454B) | 693
PG80MSAA36045A | 80% AFUE, 45K BTU, 1200 CFM, 14.2" Single Stage Gas Furnace | 527
PG80MSAA36070A | 80% AFUE, 70K BTU, 1200 CFM, 14.2" Single Stage Gas Furnace | 533
PG80MSAA36070B | 80% AFUE, 70K BTU, 1200 CFM, 17.5" Single Stage Gas Furnace | 542
PG80MSAA42045B | 80% AFUE, 45K BTU, 1400 CFM, 17.5" Single Stage Gas Furnace | 533
PG80MSAA42090B | 80% AFUE, 90K BTU, 1400 CFM, 17.5" Single Stage Gas Furnace | 539
PG80MSAA48070B | 80% AFUE, 70K BTU, 1600 CFM, 17.5" Single Stage Gas Furnace | 553
PG80MSAA48070C | 80% AFUE, 70K BTU, 1600 CFM, 21" Single Stage Gas Furnace | 559
PG80MSAA48090C | 80% AFUE, 90K BTU, 1600 CFM, 21" Single Stage Gas Furnace | 544
PG80MSAA60090C | 80% AFUE, 90K BTU, 2000 CFM, 21" Single Stage Gas Furnace | 552
PG80MSAA60110C | 80% AFUE, 110K BTU, 2000 CFM, 21" Single Stage Gas Furnace | 569
PG80MSAA60110D | 80% AFUE, 110K BTU, 2000 CFM, 24.5" Single Stage Gas Furnace | 569
PG80MSAA60135D | 80% AFUE, 135K BTU, 2000 CFM, 24.5" Single Stage Gas Furnace | 575
PG80MSAA60155D | 80% AFUE, 155K BTU, 2000 CFM, 24.5" Single Stage Gas Furnace | 592
PG80MSLA36045A | 80% AFUE, 45K BTU, 1200 CFM, 14.2" Single Stage Gas Furnace | 549
PG80MSLA36070A | 80% AFUE, 70K BTU, 1200 CFM, 14.2" Single Stage Gas Furnace | 556
PG80MSLA42090B | 80% AFUE, 90K BTU, 1400 CFM, 17.5" Single Stage Gas Furnace | 580
PG80MSLA48070B | 80% AFUE, 70K BTU, 1600 CFM, 17.5" Single Stage Gas Furnace | 576
PG80MSLA48090C | 80% AFUE, 90K BTU, 1600 CFM, 21" Single Stage Gas Furnace | 586
PG80MSLA60090C | 80% AFUE, 90K BTU, 2000 CFM, 21" Single Stage Gas Furnace | 575
PG80MSLA60110C | 80% AFUE, 110K BTU, 2000 CFM, 21" Single Stage Gas Furnace | 586
PG80MSLA60135D | 80% AFUE, 135K BTU, 2000 CFM, 24.5" Single Stage Gas Furnace | 611
PG92MSAA36040A | 92% AFUE, 40K BTU, 1200 CFM, 14.2" Single Stage Gas Furnace | 608
PG92MSAA36040B | 92% AFUE, 40K BTU, 1200 CFM, 17.5" Single Stage Gas Furnace | 608
PG92MSAA36060A | 92% AFUE, 60K BTU, 1200 CFM, 14.2" Single Stage Gas Furnace | 653
PG92MSAA42060B | 92% AFUE, 60K BTU, 1400 CFM, 17.5" Single Stage Gas Furnace | 680
PG92MSAA48080B | 92% AFUE, 80K BTU, 1600 CFM, 17.5" Single Stage Gas Furnace | 744
PG92MSAA60080C | 92% AFUE, 80K BTU, 2000 CFM, 21" Single Stage Gas Furnace | 801
PG92MSAA60100C | 92% AFUE, 100K BTU, 2000 CFM, 21" Single Stage Gas Furnace | 822
PG92MSAA60120D | 92% AFUE, 120K BTU, 2000 CFM, 24.5" Single Stage Gas Furnace | 858
PG96MSAA30026A | 96% AFUE, 26K BTU, 1000 CFM, 14.2" Single Stage Gas Furnace | 631
PG96MSAA30040A | 96% AFUE, 40K BTU, 1000 CFM, 14.2" Single Stage Gas Furnace | 649
PG96MSAA36040B | 96% AFUE, 40K BTU, 1200 CFM, 17.5" Single Stage Gas Furnace | 648
PG96MSAA36060A | 96% AFUE, 60K BTU, 1200 CFM, 14.2" Single Stage Gas Furnace | 682
PG96MSAA48060B | 96% AFUE, 60K BTU, 1600 CFM, 17.5" Single Stage Gas Furnace | 723
PG96MSAA48080B | 96% AFUE, 80K BTU, 1600 CFM, 17.5" Single Stage Gas Furnace | 784
PG96MSAA60080C | 96% AFUE, 80K BTU, 2000 CFM, 21" Single Stage Gas Furnace | 842
PG96MSAA60100C | 96% AFUE, 100K BTU, 2000 CFM, 21" Single Stage Gas Furnace | 862
PG96MSAA66120D | 96% AFUE, 120K BTU, 2200 CFM, 24.5" Single Stage Gas Furnace | 947
PG96MSAA66140D | 96% AFUE, 140K BTU, 2200 CFM, 24.5" Single Stage Gas Furnace | 972
PGB424040K000B | 13.4 SEER2, 2 Ton, 40K BTU, Packaged Gas/Electric (R454B) | 1844
PGB424040K001B | 13.4 SEER2, 2 Ton, 40K BTU, Packaged Gas/Electric (R454B) | 1844
PGB424060K000B | 13.4 SEER2, 2 Ton, 60K BTU, Packaged Gas/Electric (R454B) | 1892
PGB424060K001B | 13.4 SEER2, 2 Ton, 60K BTU, Packaged Gas/Electric (R454B) | 1892
PGB430040K000B | 13.4 SEER2, 2.5 Ton, 40K BTU, Packaged Gas/Electric (R454B) | 1898
PGB430040K001B | 13.4 SEER2, 2.5 Ton, 40K BTU, Packaged Gas/Electric (R454B) | 1898
PGB430060K000B | 13.4 SEER2, 2.5 Ton, 60K BTU, Packaged Gas/Electric (R454B) | 2028
PGB430060K001B | 13.4 SEER2, 2.5 Ton, 60K BTU, Packaged Gas/Electric (R454B) | 2028
PGB436060K000B | 13.4 SEER2, 3 Ton, 60K BTU, Packaged Gas/Electric (R454B) | 2080
PGB436060K001B | 13.4 SEER2, 3 Ton, 60K BTU, Packaged Gas/Electric (R454B) | 2080
PGB436090K000B | 13.4 SEER2, 3 Ton, 90K BTU, Packaged Gas/Electric (R454B) | 2160
PGB436090K001B | 13.4 SEER2, 3 Ton, 90K BTU, Packaged Gas/Electric (R454B) | 2160
PGB442060K000B | 13.4 SEER2, 3.5 Ton, 60K BTU, Packaged Gas/Electric (R454B) | 2280
PGB442060K001B | 13.4 SEER2, 3.5 Ton, 60K BTU, Packaged Gas/Electric (R454B) | 2280
PGB442090K000B | 13.4 SEER2, 3.5 Ton, 90K BTU, Packaged Gas/Electric (R454B) | 2301
PGB442090K001B | 13.4 SEER2, 3.5 Ton, 90K BTU, Packaged Gas/Electric (R454B) | 2301
PGB448090K000B | 13.4 SEER2, 4 Ton, 90K BTU, Packaged Gas/Electric (R454B) | 2720
PGB448090K001B | 13.4 SEER2, 4 Ton, 90K BTU, Packaged Gas/Electric (R454B) | 2720
PGB448115K001B | 13.4 SEER2, 4 Ton, 115K BTU, Packaged Gas/Electric (R454B) | 2742
PGB448130K000B | 13.4 SEER2, 4 Ton, 130K BTU, Packaged Gas/Electric (R454B) | 2770
PGB448130K001B | 13.4 SEER2, 4 Ton, 130K BTU, Packaged Gas/Electric (R454B) | 2770
PGB460090K000B | 13.4 SEER2, 5 Ton, 90K BTU, Packaged Gas/Electric (R454B) | 2851
PGB460090K001B | 13.4 SEER2, 5 Ton, 90K BTU, Packaged Gas/Electric (R454B) | 2851
PGB460115K000B | 13.4 SEER2, 5 Ton, 115K BTU, Packaged Gas/Electric (R454B) | 2985
PGB460115K001B | 13.4 SEER2, 5 Ton, 115K BTU, Packaged Gas/Electric (R454B) | 2985
PGB460130K000B | 13.4 SEER2, 5 Ton, 130K BTU, Packaged Gas/Electric (R454B) | 3068
PGB460130K001B | 13.4 SEER2, 5 Ton, 130K BTU, Packaged Gas/Electric (R454B) | 3068
PH5GNAB24000 | 13.4 SEER2, 2 Ton, Packaged Heat Pump (R454B) | 2047
PH5GNAB30000 | 13.4 SEER2, 2.5 Ton, Packaged Heat Pump (R454B) | 2163
PH5GNAB36000 | 13.4 SEER2, 3 Ton, Packaged Heat Pump (R454B) | 2189
PH5GNAB42000 | 13.4 SEER2, 3.5 Ton, Packaged Heat Pump (R454B) | 2415
PH5GNAB48000 | 13.4 SEER2, 4 Ton, Packaged Heat Pump (R454B) | 2582
PH5GNAB60000 | 13.4 SEER2, 5 Ton, Packaged Heat Pump (R454B) | 2943
PH5SAN51800A | 14.3 SEER2, 1.5 Ton, Heat Pump (R454B) | 973
PH5SAN52400A | 14.3 SEER2, 2 Ton, Heat Pump (R454B) | 1006
PH5SAN53000A | 14.3 SEER2, 2.5 Ton, Heat Pump (R454B) | 1133
PH5SAN53600A | 14.3 SEER2, 3 Ton, Heat Pump (R454B) | 1314
PH5SAN54200A | 14.3 SEER2, 3.5 Ton, Heat Pump (R454B) | 1443
PH5SAN54800A | 14.3 SEER2, 4 Ton, Heat Pump (R454B) | 1445
PH5SAN56000A | 14.3 SEER2, 5 Ton, Heat Pump (R454B) | 1758
PHB424000K000B | 13.4 SEER2, 2 Ton, Packaged Heat Pump (R454B) | 2047
PHB430000K000B | 13.4 SEER2, 2.5 Ton, Packaged Heat Pump (R454B) | 2163
PHB436000K000B | 13.4 SEER2, 3 Ton, Packaged Heat Pump (R454B) | 2189
PHB442000K000B | 13.4 SEER2, 3.5 Ton, Packaged Heat Pump (R454B) | 2415
PHB448000K000B | 13.4 SEER2, 4 Ton, Packaged Heat Pump (R454B) | 2582
PHB460000K000B | 13.4 SEER2, 5 Ton, Packaged Heat Pump (R454B) | 2943
PY5GNAB24040 | 13.4 SEER2, 2 Ton, 40K BTU, Packaged Air Conditioner (R454B) | 1844
PY5GNAB24040N | 13.4 SEER2, 2 Ton, 40K BTU, Packaged Air Conditioner (R454B) | 1844
PY5GNAB24060 | 13.4 SEER2, 2 Ton, 60K BTU, Packaged Air Conditioner (R454B) | 1892
PY5GNAB24060N | 13.4 SEER2, 2 Ton, 60K BTU, Packaged Air Conditioner (R454B) | 1892
PY5GNAB30040 | 13.4 SEER2, 2.5 Ton, 40K BTU, Packaged Air Conditioner (R454B) | 1898
PY5GNAB30040N | 13.4 SEER2, 2.5 Ton, 40K BTU, Packaged Air Conditioner (R454B) | 1898
PY5GNAB30060 | 13.4 SEER2, 2.5 Ton, 60K BTU, Packaged Air Conditioner (R454B) | 2028
PY5GNAB30060N | 13.4 SEER2, 2.5 Ton, 60K BTU, Packaged Air Conditioner (R454B) | 2028
PY5GNAB36060 | 13.4 SEER2, 3 Ton, 60K BTU, Packaged Air Conditioner (R454B) | 2080
PY5GNAB36060N | 13.4 SEER2, 3 Ton, 60K BTU, Packaged Air Conditioner (R454B) | 2080
PY5GNAB36090 | 13.4 SEER2, 3 Ton, 90K BTU, Packaged Air Conditioner (R454B) | 2160
PY5GNAB36090N | 13.4 SEER2, 3 Ton, 90K BTU, Packaged Air Conditioner (R454B) | 2160
PY5GNAB42060 | 13.4 SEER2, 3.5 Ton, 60K BTU, Packaged Air Conditioner (R454B) | 2280
PY5GNAB42060N | 13.4 SEER2, 3.5 Ton, 60K BTU, Packaged Air Conditioner (R454B) | 2280
PY5GNAB42090 | 13.4 SEER2, 3.5 Ton, 90K BTU, Packaged Air Conditioner (R454B) | 2301
PY5GNAB42090N | 13.4 SEER2, 3.5 Ton, 90K BTU, Packaged Air Conditioner (R454B) | 2301
PY5GNAB48090 | 13.4 SEER2, 4 Ton, 90K BTU, Packaged Air Conditioner (R454B) | 2720
PY5GNAB48090N | 13.4 SEER2, 4 Ton, 90K BTU, Packaged Air Conditioner (R454B) | 2720
PY5GNAB48115 | 13.4 SEER2, 4 Ton, 115K BTU, Packaged Air Conditioner (R454B) | 2742
PY5GNAB48115N | 13.4 SEER2, 4 Ton, 115K BTU, Packaged Air Conditioner (R454B) | 2742
PY5GNAB48130 | 13.4 SEER2, 4 Ton, 130K BTU, Packaged Air Conditioner (R454B) | 2770
PY5GNAB48130N | 13.4 SEER2, 4 Ton, 130K BTU, Packaged Air Conditioner (R454B) | 2770
PY5GNAB60090 | 13.4 SEER2, 5 Ton, 90K BTU, Packaged Air Conditioner (R454B) | 2851
PY5GNAB60090N | 13.4 SEER2, 5 Ton, 90K BTU, Packaged Air Conditioner (R454B) | 2851
PY5GNAB60115 | 13.4 SEER2, 5 Ton, 115K BTU, Packaged Air Conditioner (R454B) | 2985
PY5GNAB60115N | 13.4 SEER2, 5 Ton, 115K BTU, Packaged Air Conditioner (R454B) | 2985
PY5GNAB60130 | 13.4 SEER2, 5 Ton, 130K BTU, Packaged Air Conditioner (R454B) | 3068
PY5GNAB60130N | 13.4 SEER2, 5 Ton, 130K BTU, Packaged Air Conditioner (R454B) | 3068
R5A5S18AKAWA | 14.3 SEER2, 1.5 Ton, Air Conditioner (R454B) | 815
R5A5S24AKAWA | 14.3 SEER2, 2 Ton, Air Conditioner (R454B) | 815
R5A5S30AKAWA | 14.3 SEER2, 2.5 Ton, Air Conditioner (R454B) | 834
R5A5S36AKAWA | 14.3 SEER2, 3 Ton, Air Conditioner (R454B) | 910
R5A5S42AKAWA | 14.3 SEER2, 3.5 Ton, Air Conditioner (R454B) | 1144
R5A5S48AKAWA | 14.3 SEER2, 4 Ton, Air Conditioner (R454B) | 1191
R5A5S60AKAWA | 14.3 SEER2, 5 Ton, Air Conditioner (R454B) | 1374
R5H5S18AKAAA | 14.3 SEER2, 1.5 Ton, Heat Pump (R454B) | 973
R5H5S24AKAAA | 14.3 SEER2, 2 Ton, Heat Pump (R454B) | 1006
R5H5S30AKAAA | 14.3 SEER2, 2.5 Ton, Heat Pump (R454B) | 1133
R5H5S36AKAAA | 14.3 SEER2, 3 Ton, Heat Pump (R454B) | 1314
R5H5S42AKAAA | 14.3 SEER2, 3.5 Ton, Heat Pump (R454B) | 1443
R5H5S48AKAAA | 14.3 SEER2, 4 Ton, Heat Pump (R454B) | 1445
R5H5S60AKAAA | 14.3 SEER2, 5 Ton, Heat Pump (R454B) | 1758
W5A5S18AKAWA | 14.3 SEER2, 1.5 Ton, Air Conditioner (R454B) | 815
W5A5S24AKAWA | 14.3 SEER2, 2 Ton, Air Conditioner (R454B) | 815
W5A5S30AKAWA | 14.3 SEER2, 2.5 Ton, Air Conditioner (R454B) | 834
W5A5S36AKAWA | 14.3 SEER2, 3 Ton, Air Conditioner (R454B) | 910
W5A5S42AKAWA | 14.3 SEER2, 3.5 Ton, Air Conditioner (R454B) | 1144
W5A5S48AKAWA | 14.3 SEER2, 4 Ton, Air Conditioner (R454B) | 1191
W5A5S60AKAWA | 14.3 SEER2, 5 Ton, Air Conditioner (R454B) | 1374
W5AM18M14XA | 1.5 Ton, Multi-Position, 14" Cased A-Coil (R454B) | 321
W5AM24M17XA | 2 Ton, Multi-Position, 17.5" Cased A-Coil (R454B) | 333
W5AM25M17XA | 2 Ton, Multi-Position, 17.5" Cased A-Coil (R454B) | 411
W5AM30M14XA | 2.5 Ton, Multi-Position, 14" Cased A-Coil (R454B) | 347
W5AM30M17XA | 2.5 Ton, Multi-Position, 17.5" Cased A-Coil (R454B) | 344
W5AM37M17XA | 3 Ton, Multi-Position, 17.5" Cased A-Coil (R454B) | 393
W5AM42M21XA | 3.5 Ton, Multi-Position, 21" Cased A-Coil (R454B) | 382
W5AM43M21XA | 3.5 Ton, Multi-Position, 21" Cased A-Coil (R454B) | 440
W5AM48M21XA | 4 Ton, Multi-Position, 21" Cased A-Coil (R454B) | 429
W5AM60M24XA | 5 Ton, Multi-Position, 24.5" Cased A-Coil (R454B) | 491
W5AM61M21XA | 5 Ton, Multi-Position, 21" Cased A-Coil (R454B) | 394
W5AM61M24XA | 5 Ton, Multi-Position, 24.5" Cased A-Coil (R454B) | 501
W5H5S18AKAAA | 14.3 SEER2, 1.5 Ton, Heat Pump (R454B) | 973
W5H5S24AKAAA | 14.3 SEER2, 2 Ton, Heat Pump (R454B) | 1006
W5H5S30AKAAA | 14.3 SEER2, 2.5 Ton, Heat Pump (R454B) | 1133
W5H5S36AKAAA | 14.3 SEER2, 3 Ton, Heat Pump (R454B) | 1314
W5H5S42AKAAA | 14.3 SEER2, 3.5 Ton, Heat Pump (R454B) | 1443
W5H5S48AKAAA | 14.3 SEER2, 4 Ton, Heat Pump (R454B) | 1445
W5H5S60AKAAA | 14.3 SEER2, 5 Ton, Heat Pump (R454B) | 1758
W5VC18M14XA | 1.5 Ton, Upflow/Downflow, 14" Cased V-Coil (R454B) | 262
W5VC19M17XA | 1.5 Ton, Upflow/Downflow, 17.5" Cased V-Coil (R454B) | 306
W5VC24M14XA | 2 Ton, Upflow/Downflow, 14" Cased V-Coil (R454B) | 273
W5VC24M17XA | 2 Ton, Upflow/Downflow, 17.5" Cased V-Coil (R454B) | 276
W5VC25M17XA | 2 Ton, Upflow/Downflow, 17.5" Cased V-Coil (R454B) | 326
W5VC30M14XA | 2.5 Ton, Upflow/Downflow, 14" Cased V-Coil (R454B) | 323
W5VC30M17XA | 2.5 Ton, Upflow/Downflow, 17.5" Cased V-Coil (R454B) | 323
W5VC31M17XA | 2.5 Ton, Upflow/Downflow, 17.5" Cased V-Coil (R454B) | 356
W5VC36M17XA | 3 Ton, Upflow/Downflow, 17.5" Cased V-Coil (R454B) | 330
W5VC36M21XA | 3 Ton, Upflow/Downflow, 21" Cased V-Coil (R454B) | 334
W5VC37M21XA | 3 Ton, Upflow/Downflow, 21" Cased V-Coil (R454B) | 372
W5VC38M17XA | 3 Ton, Upflow/Downflow, 17.5" Cased V-Coil (R454B) | 391
W5VC42M17XA | 3.5 Ton, Upflow/Downflow, 17.5" Cased V-Coil (R454B) | 349
W5VC42M21XA | 3.5 Ton, Upflow/Downflow, 21" Cased V-Coil (R454B) | 349
W5VC42M24XA | 3.5 Ton, Upflow/Downflow, 24.5" Cased V-Coil (R454B) | 410
W5VC48M21XA | 4 Ton, Upflow/Downflow, 21" Cased V-Coil (R454B) | 432
W5VC48M24XA | 4 Ton, Upflow/Downflow, 24.5" Cased V-Coil (R454B) | 432
W5VC49M24XA | 4 Ton, Upflow/Downflow, 24.5" Cased V-Coil (R454B) | 490
W5VC60M24XA | 5 Ton, Upflow/Downflow, 24.5" Cased V-Coil (R454B) | 456
W5VC61M24XA | 5 Ton, Upflow/Downflow, 24.5" Cased V-Coil (R454B) | 518
W5VM24M17XA | 2 Ton, Multi-Position, 17.5" Cased V-Coil (R454B) | 243
W5VM25M17XA | 2 Ton, Multi-Position, 17.5" Cased V-Coil (R454B) | 326
W5VM30M17XA | 2.5 Ton, Multi-Position, 17.5" Cased V-Coil (R454B) | 253
W5VM31M17XA | 2.5 Ton, Multi-Position, 17.5" Cased V-Coil (R454B) | 379
W5VM32M17XA | 2.5 Ton, Multi-Position, 17.5" Cased V-Coil (R454B) | 417
W5VM36M17XA | 3 Ton, Multi-Position, 17.5" Cased V-Coil (R454B) | 294
W5VM42M21XA | 3.5 Ton, Multi-Position, 21" Cased V-Coil (R454B) | 338
W5VM43M21XA | 3.5 Ton, Multi-Position, 21" Cased V-Coil (R454B) | 407
W5VM44M21XA | 3.5 Ton, Multi-Position, 21" Cased V-Coil (R454B) | 471
W5VM48M21XA | 4 Ton, Multi-Position, 21" Cased V-Coil (R454B) | 476
W5VM49M21XA | 4 Ton, Multi-Position, 21" Cased V-Coil (R454B) | 518
W5VM60M21XA | 5 Ton, Multi-Position, 21" Cased V-Coil (R454B) | 516
W5VM60M24XA | 5 Ton, Upflow/Downflow, 24.5" Cased V-Coil (R454B) | 516
W5VM61M24XA | 5 Ton, Upflow/Downflow, 24.5" Cased V-Coil (R454B) | 556
WFAX040A036B | 92% AFUE, 40K BTU, 1200 CFM, 14.2" Single Stage Gas Furnace | 608
WFAX040B036B | 92% AFUE, 40K BTU, 1200 CFM, 17.5" Single Stage Gas Furnace | 608
WFAX060B042B | 92% AFUE, 60K BTU, 1400 CFM, 17.5" Single Stage Gas Furnace | 680
WFAX080B048B | 92% AFUE, 80K BTU, 1600 CFM, 17.5" Single Stage Gas Furnace | 744
WFAX100C060B | 92% AFUE, 100K BTU, 2200 CFM, 21" Single Stage Gas Furnace | 833
WFAX120D060B | 92% AFUE, 120K BTU, 2000 CFM, 24.5" Single Stage Gas Furnace | 858
WFER045A036C | 80% AFUE, 45K BTU, 1200 CFM, 14.2" Single Stage Gas Furnace | 527
WFER070A036C | 80% AFUE, 70K BTU, 1200 CFM, 14.2" Single Stage Gas Furnace | 533
WFER070B036C | 80% AFUE, 70K BTU, 1600 CFM, 17.5" Single Stage Gas Furnace | 553
WFER070B048C | 80% AFUE, 70K BTU, 1400 CFM, 17.5" Single Stage Gas Furnace | 539
WFER090B042C | 80% AFUE, 90K BTU, 1600 CFM, 17.5" Single Stage Gas Furnace | 544
WFER090C048C | 80% AFUE, 90K BTU, 2000 CFM, 21" Single Stage Gas Furnace | 552
WFER110C060C | 80% AFUE, 110K BTU, 2000 CFM, 21" Single Stage Gas Furnace | 569
WFER135D060C | 95% AFUE, 135K BTU, 2000 CFM, 21" Single Stage Gas Furnace | 575
WFSX040A030B | 96% AFUE, 26K BTU, 1000 CFM, 14.2" Single Stage Gas Furnace | 631
WFSX060B048B | 96% AFUE, 60K BTU, 1600 CFM, 17.5" Single Stage Gas Furnace | 723
WFSX080B048B | 96% AFUE, 80K BTU, 1600 CFM, 17.5" Single Stage Gas Furnace | 784
WFSX100C060B | 96% AFUE, 100K BTU, 2200 CFM, 21" Single Stage Gas Furnace | 922
WFSX120D066B | 96% AFUE, 120K BTU, 2200 CFM, 24.5" Single Stage Gas Furnace | 947
WJA524000K000B | 13.4 SEER2, 2 Ton, Packaged Air Conditioner (R454B) | 1844
WJA530000K000B | 13.4 SEER2, 2.5 Ton, Packaged Air Conditioner (R454B) | 1893
WJA536000K000B | 13.4 SEER2, 3 Ton, Packaged Air Conditioner (R454B) | 1909
WJA542000K000B | 13.4 SEER2, 3.5 Ton, Packaged Air Conditioner (R454B) | 2181
WJA548000K000B | 13.4 SEER2, 4 Ton, Packaged Air Conditioner (R454B) | 2310
WJA560000K000B | 13.4 SEER2, 5 Ton, Packaged Air Conditioner (R454B) | 2698
WPA524A000RKB | 13.4 SEER2, 2 Ton, 40K BTU, Packaged Air Conditioner (R454B) | 1990
WPA530A000RKB | 13.4 SEER2, 2.5 Ton, 60K BTU, Packaged Air Conditioner (R454B) | 2076
WPA536A000RKB | 13.4 SEER2, 3 Ton, 60K BTU, Packaged Air Conditioner (R454B) | 2542
WPA542A000RKB | 13.4 SEER2, 3.5 Ton, 90K BTU, Packaged Air Conditioner (R454B) | 2523
WPA548A000RKB | 13.4 SEER2, 4 Ton, 60K BTU, Packaged Air Conditioner (R454B) | 2627
WPA560A000RKB | 13.4 SEER2, 5 Ton, 90K BTU, Packaged Air Conditioner (R454B) | 2935
WPG524A040RKB | 13.4 SEER2, 2 Ton, 40K BTU, Packaged Gas/Electric (R454B) | 1844
WPG524A060RKB | 13.4 SEER2, 2 Ton, 60K BTU, Packaged Gas/Electric (R454B) | 1892
WPG530A040RKB | 13.4 SEER2, 2.5 Ton, 40K BTU, Packaged Gas/Electric (R454B) | 1898
WPG530A060RKB | 13.4 SEER2, 2.5 Ton, 60K BTU, Packaged Gas/Electric (R454B) | 2028
WPG536A060RKB | 13.4 SEER2, 3 Ton, 60K BTU, Packaged Gas/Electric (R454B) | 2080
WPG536A090RKB | 13.4 SEER2, 3 Ton, 90K BTU, Packaged Gas/Electric (R454B) | 2160
WPG542A060RKB | 13.4 SEER2, 3.5 Ton, 60K BTU, Packaged Gas/Electric (R454B) | 2280
WPG542A090RKB | 13.4 SEER2, 3.5 Ton, 90K BTU, Packaged Gas/Electric (R454B) | 2301
WPG548A090RKB | 13.4 SEER2, 4 Ton, 90K BTU, Packaged Gas/Electric (R454B) | 2720
WPG548A115RKB | 13.4 SEER2, 4 Ton, 115K BTU, Packaged Gas/Electric (R454B) | 2742
WPG548A130RKB | 13.4 SEER2, 4 Ton, 130K BTU, Packaged Gas/Electric (R454B) | 2770
WPG560A090RKB | 13.4 SEER2, 5 Ton, 90K BTU, Packaged Gas/Electric (R454B) | 2851
WPG560A115RKB | 13.4 SEER2, 5 Ton, 115K BTU, Packaged Gas/Electric (R454B) | 2985
WPG560A130RKB | 13.4 SEER2, 5 Ton, 130K BTU, Packaged Gas/Electric (R454B) | 3068
WPH524A000RKB | 13.4 SEER2, 2 Ton, Packaged Heat Pump (R454B) | 2047
WPH530A000RKB | 13.4 SEER2, 2.5 Ton, Packaged Heat Pump (R454B) | 2163
WPH536A000RKB | 13.4 SEER2, 3 Ton, Packaged Heat Pump (R454B) | 2189
WPH542A000RKB | 13.4 SEER2, 3.5 Ton, Packaged Heat Pump (R454B) | 2415
WPH548A000RKB | 13.4 SEER2, 4 Ton, 40K BTU, Packaged Heat Pump (R454B) | 2582
WPH560A000RKB | 13.4 SEER2, 5 Ton, 60K BTU, Packaged Heat Pump (R454B) | 2943
114SAN01800N | 13.4 SEER2, 1.5 Ton, Air Conditioner (R410A) | 1154
114SAN02400N | 13.4 SEER2, 2 Ton, Air Conditioner (R410A) | 1162
114SAN03000N | 13.4 SEER2, 2.5 Ton, Air Conditioner (R410A) | 1266
114SAN03600N | 13.4 SEER2, 3 Ton, Air Conditioner (R410A) | 1391
114SAN04200N | 13.4 SEER2, 3.5 Ton, Air Conditioner (R410A) | 1598
114SAN04800N | 13.4 SEER2, 4 Ton, Air Conditioner (R410A) | 1808
114SAN06000N | 13.4 SEER2, 5 Ton, Air Conditioner (R410A) | 2091
115SAN01800W | 14.3 SEER2, 1.5 Ton, Air Conditioner (R410A) | 1520
115SAN02400W | 14.3 SEER2, 2 Ton, Air Conditioner (R410A) | 1604
115SAN03000W | 14.3 SEER2, 2.5 Ton, Air Conditioner (R410A) | 1741
115SAN03600W | 14.3 SEER2, 3 Ton, Air Conditioner (R410A) | 1927
115SAN04200W | 14.3 SEER2, 3.5 Ton, Air Conditioner (R410A) | 2101
115SAN04800W | 14.3 SEER2, 4 Ton, Air Conditioner (R410A) | 2350
115SAN06000W | 14.3 SEER2, 5 Ton, Air Conditioner (R410A) | 2752
126SAN01800W | 16 SEER2, 1.5 Ton, Air Conditioner (R410A) | 1782
126SAN02400W | 16 SEER2, 2 Ton, Air Conditioner (R410A) | 1901
126SAN03000W | 16 SEER2, 2.5 Ton, Air Conditioner (R410A) | 2042
126SAN03600W | 16 SEER2, 3 Ton, Air Conditioner (R410A) | 2260
126SAN04200W | 16 SEER2, 3.5 Ton, Air Conditioner (R410A) | 2412
126SAN04800W | 16 SEER2, 4 Ton, Air Conditioner (R410A) | 2688
126SAN04900W | 16 SEER2, 4 Ton, Air Conditioner (R410A) | 2789
126SAN06000W | 16 SEER2, 5 Ton, Air Conditioner (R410A) | 2886
126SAN06100W | 16 SEER2, 5 Ton, Air Conditioner (R410A) | 3670
127TAN02400W | 17 SEER2, 2 Ton, Air Conditioner (R410A) | 1859
127TAN03600W | 17 SEER2, 3 Ton, Air Conditioner (R410A) | 2321
127TAN04800W | 17 SEER2, 4 Ton, Air Conditioner (R410A) | 2935
127TAN06000W | 17 SEER2, 5 Ton, Air Conditioner (R410A) | 3455
127TBN02400W | 17 SEER2, 2 Ton, Air Conditioner (R410A) | 1859
127TBN03600W | 17 SEER2, 3 Ton, Air Conditioner (R410A) | 2321
127TBN04800W | 17 SEER2, 4 Ton, Air Conditioner (R410A) | 2935
127TBN06000W | 17 SEER2, 5 Ton, Air Conditioner (R410A) | 3455
186CNV024000 | 26 SEER, 2 Ton, Air Conditioner (R410A) | 4075
186CNV036000 | 26 SEER, 3 Ton, Air Conditioner (R410A) | 4612
186CNV048000 | 26 SEER, 4 Ton, Air Conditioner (R410A) | 5156
186CNV060000 | 26 SEER, 5 Ton, Air Conditioner (R410A) | 5713
189BNV013000 | 19 SEER, 1 Ton, Air Conditioner (R410A) | 2093
189BNV024B00 | 19 SEER, 2 Ton, Air Conditioner (R410A) | 2093
189BNV025000 | 19 SEER, 2 Ton, Air Conditioner (R410A) | 3320
189BNV036000 | 19 SEER, 3 Ton, Air Conditioner (R410A) | 3756
189BNV037000 | 19 SEER, 3 Ton, Air Conditioner (R410A) | 4318
189BNV048000 | 19 SEER, 4 Ton, Air Conditioner (R410A) | 4024
189BNV049000 | 19 SEER, 4 Ton, Air Conditioner (R410A) | 4580
189BNV060000 | 19 SEER, 5 Ton, Air Conditioner (R410A) | 4654
214DNA030P00 | 14 SEER, 2.5 Ton, Heat Pump (R410A) | 1012
215BNA024000 | 14.3 SEER2, 2 Ton, Heat Pump (R410A) | 938
215BNA024P00 | 15 SEER, 2 Ton, Heat Pump (R410A) | 938
215BNA030P00 | 15 SEER, 2.5 Ton, Heat Pump (R410A) | 1012
215SAN01800A | 14.3 SEER2, 1.5 Ton, Heat Pump (R410A) | 1775
215SAN02400A | 14.3 SEER2, 2 Ton, Heat Pump (R410A) | 1977
215SAN03000A | 14.3 SEER2, 2.5 Ton, Heat Pump (R410A) | 2222
215SAN03600A | 14.3 SEER2, 3 Ton, Heat Pump (R410A) | 2340
215SAN04200A | 14.3 SEER2, 3.5 Ton, Heat Pump (R410A) | 2664
215SAN04800A | 14.3 SEER2, 4 Ton, Heat Pump (R410A) | 2938
215SAN06000A | 14.3 SEER2, 5 Ton, Heat Pump (R410A) | 3438
225SAN01800A | 14.3 SEER2, 1.5 Ton, Heat Pump (R410A) | 2255
225SAN02400A | 14.3 SEER2, 2 Ton, Heat Pump (R410A) | 2313
225SAN03000A | 14.3 SEER2, 2.5 Ton, Heat Pump (R410A) | 2512
225SAN03600A | 14.3 SEER2, 3 Ton, Heat Pump (R410A) | 2682
225SAN04200A | 14.3 SEER2, 3.5 Ton, Heat Pump (R410A) | 3035
225SAN04800A | 14.3 SEER2, 4 Ton, Heat Pump (R410A) | 3070
225SAN06000A | 14.3 SEER2, 5 Ton, Heat Pump (R410A) | 3194
226CNA024000 | 16 SEER, 2 Ton, Heat Pump (R410A) | 938
227TAN02400A | 17 SEER2, 2 Ton, Heat Pump (R410A) | 2770
227TAN03600A | 17 SEER2, 3 Ton, Heat Pump (R410A) | 3644
227TAN04800A | 17 SEER2, 4 Ton, Heat Pump (R410A) | 4344
227TAN06000A | 17 SEER2, 5 Ton, Heat Pump (R410A) | 4549
227TBN02400A | 17 SEER2, 2 Ton, Heat Pump (R410A) | 2770
227TBN03600A | 17 SEER2, 3 Ton, Heat Pump (R410A) | 3644
227TBN04800A | 17 SEER2, 4 Ton, Heat Pump (R410A) | 4344
227TBN06000A | 17 SEER2, 5 Ton, Heat Pump (R410A) | 4549
24SCA418N003 | 13.4 SEER2, 1.5 Ton, Air Conditioner (R410A) | 1154
24SCA424N003 | 13.4 SEER2, 2 Ton, Air Conditioner (R410A) | 1162
24SCA430N003 | 13.4 SEER2, 2.5 Ton, Air Conditioner (R410A) | 1266
24SCA436N003 | 13.4 SEER2, 3 Ton, Air Conditioner (R410A) | 1391
24SCA442N003 | 13.4 SEER2, 3.5 Ton, Air Conditioner (R410A) | 1598
24SCA448N003 | 13.4 SEER2, 4 Ton, Air Conditioner (R410A) | 1808
24SCA460N003 | 13.4 SEER2, 5 Ton, Air Conditioner (R410A) | 2091
24SCA518W003 | 14.3 SEER2, 1.5 Ton, Air Conditioner (R410A) | 1520
24SCA524W003 | 14.3 SEER2, 2 Ton, Air Conditioner (R410A) | 1604
24SCA530W003 | 14.3 SEER2, 2.5 Ton, Air Conditioner (R410A) | 1741
24SCA536W003 | 14.3 SEER2, 3 Ton, Air Conditioner (R410A) | 1927
24SCA542W003 | 14.3 SEER2, 3.5 Ton, Air Conditioner (R410A) | 2101
24SCA548W003 | 14.3 SEER2, 4 Ton, Air Conditioner (R410A) | 2350
24SCA560W003 | 14.3 SEER2, 5 Ton, Air Conditioner (R410A) | 2752
24SPA618W003 | 16 SEER2, 1.5 Ton, Air Conditioner (R410A) | 1782
24SPA624W003 | 16 SEER2, 2 Ton, Air Conditioner (R410A) | 1901
24SPA630W003 | 16 SEER2, 2.5 Ton, Air Conditioner (R410A) | 2042
24SPA636W003 | 16 SEER2, 3 Ton, Air Conditioner (R410A) | 2260
24SPA642W003 | 16 SEER2, 3.5 Ton, Air Conditioner (R410A) | 2412
24SPA648W003 | 16 SEER2, 4 Ton, Air Conditioner (R410A) | 2688
24SPA649W003 | 16 SEER2, 4 Ton, Air Conditioner (R410A) | 2789
24SPA660W003 | 16 SEER2, 5 Ton, Air Conditioner (R410A) | 2886
24SPA661W003 | 16 SEER2, 5 Ton, Air Conditioner (R410A) | 3670
24TPA724W003 | 17 SEER2, 2 Ton, Air Conditioner (R410A) | 1859
24TPA736W003 | 17 SEER2, 3 Ton, Air Conditioner (R410A) | 2321
24TPA748W003 | 17 SEER2, 4 Ton, Air Conditioner (R410A) | 2935
24TPA760W003 | 17 SEER2, 5 Ton, Air Conditioner (R410A) | 3455
24TPB724W003 | 17 SEER2, 2 Ton, Air Conditioner (R410A) | 1859
24TPB736W003 | 17 SEER2, 3 Ton, Air Conditioner (R410A) | 2321
24TPB748W003 | 17 SEER2, 4 Ton, Air Conditioner (R410A) | 2935
24TPB760W003 | 17 SEER2, 5 Ton, Air Conditioner (R410A) | 3455
24VNA624A003 | 26 SEER, 2 Ton, Air Conditioner (R410A) | 4075
24VNA636A003 | 26 SEER, 3 Ton, Air Conditioner (R410A) | 4612
24VNA648A003 | 26 SEER, 4 Ton, Air Conditioner (R410A) | 5156
24VNA660A003 | 26 SEER, 5 Ton, Air Conditioner (R410A) | 5713
24VNA913A003 | 19 SEER, 1 Ton, Air Conditioner (R410A) | 2093
24VNA924B003 | 19 SEER, 2 Ton, Air Conditioner (R410A) | 2093
24VNA925A003 | 19 SEER, 2 Ton, Air Conditioner (R410A) | 3320
24VNA936A003 | 19 SEER, 3 Ton, Air Conditioner (R410A) | 3756
24VNA937A003 | 19 SEER, 3 Ton, Air Conditioner (R410A) | 4318
24VNA948A003 | 19 SEER, 4 Ton, Air Conditioner (R410A) | 4024
24VNA949A003 | 19 SEER, 4 Ton, Air Conditioner (R410A) | 4580
24VNA960A003 | 19 SEER, 5 Ton, Air Conditioner (R410A) | 4654
25HBC524AP03 | 15 SEER, 2 Ton, Heat Pump (R410A) | 938
25HBC530A003 | 15 SEER, 2.5 Ton, Heat Pump (R410A) | 1012
25HBC530AP03 | 15 SEER, 2.5 Ton, Heat Pump (R410A) | 1012
25HCE424AP03 | 14 SEER, 2 Ton, Heat Pump (R410A) | 938
25HCE430A003 | 14 SEER, 2.5 Ton, Heat Pump (R410A) | 1012
25HCE430AP03 | 14 SEER, 2.5 Ton, Heat Pump (R410A) | 1012
25HPB624A003 | 16 SEER, 2 Ton, Heat Pump (R410A) | 938
25HPB630A003 | 16 SEER, 2.5 Ton, Heat Pump (R410A) | 1012
25SCA518A003 | 14.3 SEER2, 1.5 Ton, Heat Pump (R410A) | 1775
25SCA524A003 | 14.3 SEER2, 2 Ton, Heat Pump (R410A) | 1977
25SCA530A003 | 14.3 SEER2, 2.5 Ton, Heat Pump (R410A) | 2222
25SCA536A003 | 14.3 SEER2, 3 Ton, Heat Pump (R410A) | 2340
25SCA542A003 | 14.3 SEER2, 3.5 Ton, Heat Pump (R410A) | 2664
25SCA548A003 | 14.3 SEER2, 4 Ton, Heat Pump (R410A) | 2938
25SCA560A003 | 14.3 SEER2, 5 Ton, Heat Pump (R410A) | 3438
25SPA518A003 | 14.3 SEER2, 1.5 Ton, Heat Pump (R410A) | 2255
25SPA524A003 | 14.3 SEER2, 2 Ton, Heat Pump (R410A) | 2313
25SPA530A003 | 14.3 SEER2, 2.5 Ton, Heat Pump (R410A) | 2512
25SPA536A003 | 14.3 SEER2, 3 Ton, Heat Pump (R410A) | 2682
25SPA542A003 | 14.3 SEER2, 3.5 Ton, Heat Pump (R410A) | 3035
25SPA548A003 | 14.3 SEER2, 4 Ton, Heat Pump (R410A) | 3070
25SPA560A003 | 14.3 SEER2, 5 Ton, Heat Pump (R410A) | 3194
25TPA724A003 | 17 SEER2, 2 Ton, Heat Pump (R410A) | 2770
25TPA736A003 | 17 SEER2, 3 Ton, Heat Pump (R410A) | 3644
25TPA748A003 | 17 SEER2, 4 Ton, Heat Pump (R410A) | 4344
25TPA760A003 | 17 SEER2, 5 Ton, Heat Pump (R410A) | 4549
25TPB724A003 | 17 SEER2, 2 Ton, Heat Pump (R410A) | 2770
25TPB736A003 | 17 SEER2, 3 Ton, Heat Pump (R410A) | 3644
25TPB748A003 | 17 SEER2, 4 Ton, Heat Pump (R410A) | 4344
25TPB760A003 | 17 SEER2, 5 Ton, Heat Pump (R410A) | 4549
25VNA424A003 | 22 SEER, 2 Ton, Heat Pump (R410A) | 5105
25VNA436A003 | 22 SEER, 3 Ton, Heat Pump (R410A) | 5767
25VNA448A003 | 22 SEER, 4 Ton, Heat Pump (R410A) | 6203
25VNA460A003 | 22 SEER, 5 Ton, Heat Pump (R410A) | 6485
25VNA813A003 | 18 SEER, 1 Ton, Heat Pump (R410A) | 3407
25VNA824B003 | 18 SEER, 2 Ton, Heat Pump (R410A) | 3407
25VNA825A003 | 18 SEER, 2 Ton, Heat Pump (R410A) | 4177
25VNA836A003 | 18 SEER, 3 Ton, Heat Pump (R410A) | 4689
25VNA837A003 | 18 SEER, 3 Ton, Heat Pump (R410A) | 5267
25VNA848A003 | 18 SEER, 4 Ton, Heat Pump (R410A) | 5064
25VNA860A003 | 18 SEER, 5 Ton, Heat Pump (R410A) | 5502
284ANV024000 | 24 SEER, 2 Ton, Heat Pump (R410A) | 5105
284ANV036000 | 24 SEER, 3 Ton, Heat Pump (R410A) | 5767
284ANV048000 | 24 SEER, 4 Ton, Heat Pump (R410A) | 6203
284ANV060000 | 24 SEER, 5 Ton, Heat Pump (R410A) | 6485
288BNV013000 | 18 SEER, 1 Ton, Heat Pump (R410A) | 3407
288BNV024B00 | 18 SEER, 2 Ton, Heat Pump (R410A) | 3407
288BNV025000 | 18 SEER, 2 Ton, Heat Pump (R410A) | 4177
288BNV036000 | 18 SEER, 3 Ton, Heat Pump (R410A) | 4689
288BNV037000 | 18 SEER, 3 Ton, Heat Pump (R410A) | 5267
288BNV048000 | 18 SEER, 4 Ton, Heat Pump (R410A) | 5064
288BNV060000 | 18 SEER, 5 Ton, Heat Pump (R410A) | 5502
37HXX5-C-W/R410TXV | 3 Ton, Horizontal Recessed Ceiling Fan Cased Coil (R410A) | 1261
FMU4X2400AL | 2 Ton, Horizontal Uncased Fan Cased Coil (R410A) | 437
FMU4X3000AL | 2.5 Ton, Horizontal Uncased Fan Cased Coil (R410A) | 448
38MARBQ06AA3 | 6K BTU, 27 SEER Ductless Outdoor Heat Pump | 860
38MARBQ09AA3 | 9K BTU, 28 SEER Ductless Outdoor Heat Pump | 816
38MARBQ12AA1 | 12K BTU, 23 SEER Ductless Outdoor Heat Pump | 840
38MARBQ12AA3 | 12K BTU, 26 SEER Ductless Outdoor Heat Pump | 840
38MARBQ18AA3 | 18K BTU, 22 SEER Ductless Outdoor Heat Pump | 1050
38MARBQ24AA3 | 24K BTU Single Zone Ductless Outdoor Heat Pump | 1370
38MARBQ30AA3 | 30K BTU, 20 SEER Ductless Outdoor Heat Pump | 1703
38MARBQ36AA3 | 36K BTU, 18 SEER Ductless Outdoor Heat Pump | 2011
38MARBQ36AB3 | 36K BTU, 18 SEER Ductless Outdoor Heat Pump | 2244
38MBRBQ36AA3 | 36K BTU, 17 SEER Ductless Outdoor Heat Pump | 2520
38MBRBQ48AA3 | 48K BTU, 16 SEER Ductless Outdoor Heat Pump | 3245
38MBRCQ36AA3 | 36K BTU, 16.7 SEER Ductless Outdoor Heat Pump | 2511
38MBRCQ48AA3 | 48K BTU Ductless Outdoor Heat Pump | 3232
38MBRCQ58AA3 | 58K BTU Ductless Outdoor Heat Pump | 4092
38MBRQ58A--3 | 58K BTU, 18 SEER Ductless Outdoor Heat Pump | 4108
38MGHBQ24CA3 | 24K BTU, 24 SEER Ductless Outdoor Heat Pump | 1567
38MGHBQ30DA3 | 30K BTU, 25 SEER Ductless Outdoor Heat Pump | 1999
38MGHBQ36DA3 | 36K BTU, 21.3 SEER Ductless Outdoor Heat Pump | 2552
38MGHBQ48EA3 | 48K BTU, 22.4 SEER Ductless Outdoor Heat Pump | 3654
38MGRBQ18BA3 | 18K BTU, 23 SEER Ductless Outdoor Heat Pump | 1226
38MGRBQ36DA3 | 36K BTU, 23 SEER Ductless Outdoor Heat Pump | 2242
38MGRBQ48EA3 | 48K BTU, 22 SEER Ductless Outdoor Heat Pump | 3175
38MGRQ18B--3 | 18K BTU, 22 SEER Ductless Outdoor Heat Pump | 1204
38MGRQ30D--3 | 30K BTU, 23 SEER Ductless Outdoor Heat Pump | 1962
38MGRQ36D--3 | 36K BTU, 21 SEER Ductless Outdoor Heat Pump | 2445
38MGRQ48E--3 | 48K BTU, 22 SEER Ductless Outdoor Heat Pump | 3117
38MHRCQ09AA1 | 9K BTU, 19 SEER Ductless Outdoor Heat Pump | 569
38MHRCQ09AA3 | 9K BTU, 19 SEER Ductless Outdoor Heat Pump | 529
38MHRCQ12AA1 | 12K BTU, 20 SEER Ductless Outdoor Heat Pump | 582
38MHRCQ12AA3 | 12K BTU Single Zone Ductless Outdoor Heat Pump | 582
38MHRCQ18AA3 | 18K BTU, 19 SEER Ductless Outdoor Heat Pump | 863
38MHRCQ24AA3 | 24K BTU, 19 SEER Ductless Outdoor Heat Pump | 1172
38MHRCQ30AA3 | 30K BTU, 19 SEER Ductless Outdoor Heat Pump | 1630
38MHRCQ36AA3 | 36K BTU, 19 SEER Ductless Outdoor Heat Pump | 1969
38MPRAQ09AA3 | 9K BTU, 42 SEER Ductless Outdoor Heat Pump | 1170
38MPRAQ12AA3 | 12K BTU, 32 SEER Ductless Outdoor Heat Pump | 1223
38MPRAQ18AA3 | 18K BTU, 28.2 SEER Ductless Outdoor Heat Pump | 1839
38MPRAQ24AA3 | 24K BTU, 23.5 SEER Ductless Outdoor Heat Pump | 2060
38MPRBQ09AA3 | 9K BTU, 42.5 SEER Ductless Outdoor Heat Pump | 1093
38MPRBQ12AA3 | 12K BTU, 32 SEER Ductless Outdoor Heat Pump | 1142
38MPRBQ18AA3 | 18K BTU, 40 SEER Ductless Outdoor Heat Pump | 1512
38MURAQ18AA3 | 18K BTU, 16 SEER2 Ductless Outdoor Heat Pump | 977
38MURAQ18AB3 | 18K BTU, 18 SEER2 Ductless Outdoor Heat Pump | 1204
38MURAQ24AA3 | 24K BTU, 17 SEER2 Ductless Outdoor Heat Pump | 1238
38MURAQ24AB3 | 24K BTU, 17.4 SEER2 Ductless Outdoor Heat Pump | 1569
38MURAQ30AA3 | 30K BTU, 17.3 SEER Ductless Outdoor Heat Pump | 1856
38MURAQ30AB3 | 30K BTU, 16.2 SEER2 Ductless Outdoor Heat Pump | 2114
38MURAQ36AA3 | 36K BTU, 16.9 SEER2 Ductless Outdoor Heat Pump | 2193
38MURAQ36AB3 | 36K BTU, 15.8 SEER2 Ductless Outdoor Heat Pump | 2708
38MURAQ48AA3 | 47K BTU, 15.8 SEER2 Ductless Outdoor Heat Pump | 3069
38MURAQ48AB3 | 47K BTU, 15.6 SEER2 Ductless Outdoor Heat Pump | 3460
38MURAQ60AA3 | 57K BTU, 14.7 SEER2 Ductless Outdoor Heat Pump | 3392
38MURAQ60AB3 | 55K BTU, 15 SEER2 Ductless Outdoor Heat Pump | 4109
40MAHBQ06XA3 | 6K BTU High Wall Ductless Indoor Heat Pump | 350
40MAHBQ09XA3 | 9K BTU High Wall Ductless Indoor Heat Pump | 312
40MAHBQ12XA1 | 12K BTU High Wall Ductless Indoor Heat Pump | 324
40MAHBQ12XA3 | 12K BTU High Wall Ductless Indoor Heat Pump | 324
40MAHBQ18XA3 | 18K BTU High Wall Ductless Indoor Heat Pump | 406
40MAHBQ24XA3 | 24K BTU High Wall Ductless Indoor Heat Pump | 529
40MAHBQ30XA3 | 30K BTU High Wall Ductless Indoor Heat Pump | 656
40MAHBQ36XA3 | 36K BTU High Wall Ductless Indoor Heat Pump | 733
40MBAAQ24XA3 | 24K BTU Ductless Air Handler | 1377
40MBAAQ36XA3 | 36K BTU Ductless Air Handler | 1467
40MBAAQ48XA3 | 48K BTU Ductless Air Handler | 1598
40MBABQ18XB3 | 1.5 Ton, Multi-Position, 21" Air Handler (R410A) | 1012
40MBABQ24XB3 | 2 Ton, Multi-Position, 21" Air Handler (R410A) | 1031
40MBABQ30XB3 | 2.5 Ton, Multi-Position, 21" Air Handler (R410A) | 1138
40MBABQ36XA3 | 3 Ton, Multi-Position, 21" Air Handler (R410A) | 1166
40MBABQ36XB3 | 3 Ton, Multi-Position, 21" Air Handler (R410A) | 1179
40MBABQ48XA3 | 4 Ton, Multi-Position, 21" Air Handler (R410A) | 1194
40MBABQ60XA3 | 5 Ton, Multi-Position, 21" Air Handler (R410A) | 1335
40MBCAQ24XA3 | 24K BTU High Wall Ductless Cassette Heat Pump | 799
40MBCAQ36XA3 | 36K BTU High Wall Ductless Cassette Heat Pump | 1158
40MBCAQ48XA3 | 48K BTU High Wall Ductless Cassette Heat Pump | 1214
40MBCQ09---3 | 9K BTU High Wall Ductless Cassette Heat Pump | 542
40MBCQ12---3 | 12K BTU High Wall Ductless Cassette Heat Pump | 521
40MBCQ18---3 | 18K BTU High Wall Ductless Cassette Heat Pump | 597
40MBCQ24---3 | 24K BTU High Wall Ductless Cassette Heat Pump | 831
40MBCQ36---3 | 36K BTU High Wall Ductless Cassette Heat Pump | 1138
40MBCQ48---3 | 48K BTU High Wall Ductless Cassette Heat Pump | 1193
40MBDAQ09XH3 | 9K BTU Ducted High Static Slim Fan Coil | 734
40MBDAQ12XH3 | 12K BTU Ducted High Static Slim Fan Coil | 787
40MBDAQ18XH3 | 18K BTU Ducted High Static Slim Fan Coil | 853
40MBDAQ24XH3 | 24K BTU Ducted High Static Slim Fan Coil | 1000
40MBDAQ36XH3 | 36K BTU Ducted High Static Slim Fan Coil | 1233
40MBDAQ48XH3 | 48K BTU Ducted High Static Slim Fan Coil | 1233
40MBDAQ58XH3 | 58K BTU Ducted High Static Slim Fan Coil | 2149
40MBDQ09---3 | 9K BTU Slim Ducted Heat Pump Fan Coil | 585
40MBDQ12---3 | 12K BTU Slim Ducted Heat Pump Fan Coil | 602
40MBDQ18---3 | 18K BTU Slim Ducted Heat Pump Fan Coil | 660
40MBDQ24---3 | 24K BTU Slim Ducted Heat Pump Fan Coil | 774
40MBDQ36---3 | 36K BTU Slim Ducted Heat Pump Fan Coil | 951
40MBDQ48---3 | 48K BTU Slim Ducted Heat Pump Fan Coil | 982
40MBDQ58---3 | 58K BTU Slim Ducted Heat Pump Fan Coil | 1915
40MBFAQ12XA3 | 12K BTU Ductless Heat Pump Floor Console | 515
40MBFQ12---3 | 12K BTU Ductless Heat Pump Floor Console | 446
40MBFQ18---3 | 18K BTU Ductless Heat Pump Floor Console | 797
40MBFQ24---3 | 24K BTU Ductless Heat Pump Floor Console | 875
40MBFQ36---3 | 36K BTU Ductless Heat Pump Floor Console | 980
40MBFQ48---3 | 48K BTU Ductless Heat Pump Floor Console | 1310
40MBFQ58---3 | 58K BTU Ductless Heat Pump Floor Console | 1687
40MCCAQ09XA3 | 1.5 Ton One Way Ductless Cassette Fan Coil | 723
40MCCAQ18XA3 | 1.5 Ton One Way Ductless Cassette Fan Coil | 800
40MHHAQ09XA1 | 9K BTU High Wall Ductless Indoor Heat Pump | 224
40MHHAQ09XA3 | 9K BTU High Wall Ductless Indoor Heat Pump | 212
40MHHAQ12XA1 | 12K BTU High Wall Ductless Indoor Heat Pump | 287
40MHHAQ12XA3 | 12K BTU High Wall Ductless Indoor Heat Pump | 285
40MHHAQ18XA3 | 18K BTU High Wall Ductless Indoor Heat Pump | 342
40MHHAQ24XA3 | 24K BTU High Wall Ductless Indoor Heat Pump | 427
40MHHAQ30XA3 | 30K BTU High Wall Ductless Indoor Heat Pump | 710
40MHHAQ36XA3 | 36K BTU High Wall Ductless Indoor Heat Pump | 766
40MHHQ09---3 | 9K BTU High Wall Ductless Indoor Heat Pump | 258
40MHHQ12---1 | 12K BTU High Wall Ductless Indoor Heat Pump | 304
40MHHQ12---3 | 12K BTU High Wall Ductless Indoor Heat Pump | 288
40MHHQ18---3 | 18K BTU High Wall Ductless Indoor Heat Pump | 462
40MHHQ24---3 | 24K BTU High Wall Ductless Indoor Heat Pump | 536
40MPHAQ09XA3 | 9K BTU High Wall Ductless Indoor Fan Coil Unit | 510
40MPHAQ12XA3 | 12K BTU High Wall Ductless Indoor Fan Coil Unit | 542
40MPHAQ18XA3 | 18K BTU High Wall Ductless Indoor Fan Coil Unit | 702
40MPHAQ24XA3 | 24K BTU High Wall Ductless Indoor Fan Coil Unit | 730
40MPHBQ09XA3 | 9K BTU High Wall Ductless Indoor Fan Coil Unit | 479
40MPHBQ12XA3 | 12K BTU High Wall Ductless Indoor Fan Coil Unit | 509
40MPHBQ18XA3 | 18K BTU High Wall Ductless Indoor Fan Coil Unit | 610
40MUAAQ18XA3 | 1.5 Ton, Multi-Position, 21" Air Handler (R410A) | 1012
40MUAAQ24XA3 | 2 Ton, Multi-Position, 21" Air Handler (R410A) | 1031
40MUAAQ30XA3 | 2.5 Ton, Multi-Position, 21" Air Handler (R410A) | 1138
40MUAAQ36XA3 | 3 Ton, Multi-Position, 21" Air Handler (R410A) | 1179
40MUAAQ48XA3 | 4 Ton, Multi-Position, 21" Air Handler (R410A) | 1194
40MUAAQ60XA3 | 5 Ton, Multi-Position, 21" Air Handler (R410A) | 1335
48GCDM09F2M6-6B5C0 | 8.5 Ton Packaged Rooftop Units (R410A) | 20967.67
48GCDM12F2M6-6B5C0 | 10 Ton Packaged Rooftop Units (R410A) | 25816
48VL-K240403 | 13.4 SEER2, 2 Ton, 40K BTU, Packaged Gas/Electric (R410A) | 1641
48VL-K240603 | 13.4 SEER2, 2 Ton, 60K BTU, Packaged Gas/Electric (R410A) | 1683
48VL-K300403 | 13.4 SEER2, 2.5 Ton, 40K BTU, Packaged Gas/Electric (R410A) | 1688
48VL-K300603 | 13.4 SEER2, 2.5 Ton, 60K BTU, Packaged Gas/Electric (R410A) | 1805
48VL-K360603 | 13.4 SEER2, 3 Ton, 60K BTU, Packaged Gas/Electric (R410A) | 1850
48VL-K360903 | 13.4 SEER2, 3 Ton, 90K BTU, Packaged Gas/Electric (R410A) | 1923
48VL-K420603 | 13.4 SEER2, 3.5 Ton, 60K BTU, Packaged Gas/Electric (R410A) | 2029
48VL-K420903 | 13.4 SEER2, 3.5 Ton, 90K BTU, Packaged Gas/Electric (R410A) | 2048
48VL-K480903 | 13.4 SEER2, 4 Ton, 90K BTU, Packaged Gas/Electric (R410A) | 2421
48VL-K481153 | 13.4 SEER2, 4 Ton, 115K BTU, Packaged Gas/Electric (R410A) | 2440
48VL-K481303 | 13.4 SEER2, 4 Ton, 130K BTU, Packaged Gas/Electric (R410A) | 2465
48VL-K600903 | 13.4 SEER2, 5 Ton, 90K BTU, Packaged Gas/Electric (R410A) | 2537
48VL-K601153 | 13.4 SEER2, 5 Ton, 115K BTU, Packaged Gas/Electric (R410A) | 2657
48VL-K601303 | 13.4 SEER2, 5 Ton, 130K BTU, Packaged Gas/Electric (R410A) | 2730
48VLNK240403 | 13.4 SEER2, 2 Ton, 40K BTU, Packaged Gas/Electric (R410A) | 1653
48VLNK240603 | 13.4 SEER2, 2 Ton, 60K BTU, Packaged Gas/Electric (R410A) | 1695
48VLNK300403 | 13.4 SEER2, 2.5 Ton, 40K BTU, Packaged Gas/Electric (R410A) | 1700
48VLNK300603 | 13.4 SEER2, 2.5 Ton, 60K BTU, Packaged Gas/Electric (R410A) | 1817
48VLNK360603 | 13.4 SEER2, 3 Ton, 60K BTU, Packaged Gas/Electric (R410A) | 1862
48VLNK360903 | 13.4 SEER2, 3 Ton, 90K BTU, Packaged Gas/Electric (R410A) | 1934
48VLNK420603 | 13.4 SEER2, 3.5 Ton, 60K BTU, Packaged Gas/Electric (R410A) | 2040
48VLNK420903 | 13.4 SEER2, 3.5 Ton, 90K BTU, Packaged Gas/Electric (R410A) | 2059
48VLNK480903 | 13.4 SEER2, 4 Ton, 90K BTU, Packaged Gas/Electric (R410A) | 2433
48VLNK481153 | 13.4 SEER2, 4 Ton, 115K BTU, Packaged Gas/Electric (R410A) | 2440
48VLNK481303 | 13.4 SEER2, 4 Ton, 130K BTU, Packaged Gas/Electric (R410A) | 2477
48VLNK600903 | 13.4 SEER2, 5 Ton, 90K BTU, Packaged Gas/Electric (R410A) | 2548
48VLNK601153 | 13.4 SEER2, 5 Ton, 115K BTU, Packaged Gas/Electric (R410A) | 2668
48VLNK601303 | 13.4 SEER2, 5 Ton, 130K BTU, Packaged Gas/Electric (R410A) | 2742
48VLUK360603 | 13.4 SEER2, 3 Ton, 60K BTU, Packaged Gas/Electric (R410A) | 2123
50VL-K24---3 | 13.4 SEER2, 2 Ton, Packaged Air Conditioner (R410A) | 1770
50VL-K30---3 | 13.4 SEER2, 2.5 Ton, Packaged Air Conditioner (R410A) | 1847
50VL-K36---3 | 13.4 SEER2, 3 Ton, Packaged Air Conditioner (R410A) | 2262
50VL-K42---3 | 13.4 SEER2, 3.5 Ton, Packaged Air Conditioner (R410A) | 2244
50VL-K48---3 | 13.4 SEER2, 4 Ton, Packaged Air Conditioner (R410A) | 2337
50VL-K60---3 | 13.4 SEER2, 5 Ton, Packaged Air Conditioner (R410A) | 2611
50VT-K24---3 | 13.4 SEER2, 2 Ton, Packaged Air Conditioner (R410A) | 1821
50VT-K30---3 | 13.4 SEER2, 2.5 Ton, Packaged Air Conditioner (R410A) | 1925
50VT-K36---3 | 13.4 SEER2, 3 Ton, Packaged Air Conditioner (R410A) | 1947
50VT-K42---3 | 13.4 SEER2, 3.5 Ton, Packaged Air Conditioner (R410A) | 2149
50VT-K48---3 | 13.4 SEER2, 4 Ton, Packaged Air Conditioner (R410A) | 2297
50VT-K60---3 | 13.4 SEER2, 5 Ton, Packaged Air Conditioner (R410A) | 2619
50ZHK024---3 | 13.4 SEER2, 2 Ton, Packaged Heat Pump (R410A) | 1860
50ZHK030---3 | 13.4 SEER2, 2.5 Ton, Packaged Heat Pump (R410A) | 1929
50ZHK036---3 | 13.4 SEER2, 3 Ton, Packaged Heat Pump (R410A) | 2099
50ZHK042---3 | 13.4 SEER2, 3.5 Ton, Packaged Heat Pump (R410A) | 2192
50ZHK048---3 | 13.4 SEER2, 4 Ton, Packaged Heat Pump (R410A) | 2478
50ZHK060---3 | 13.4 SEER2, 5 Ton, Packaged Heat Pump (R410A) | 2627
50ZPK024---3 | 14 SEER, 2 Ton, Packaged Air Conditioner (R410A) | 1628
50ZPK030---3 | 14 SEER, 2.5 Ton, Packaged Air Conditioner (R410A) | 1671
50ZPK036---3 | 14 SEER, 3 Ton, Packaged Air Conditioner (R410A) | 1685
50ZPK042---3 | 14 SEER, 3.5 Ton, Packaged Air Conditioner (R410A) | 1925
50ZPK048---3 | 14 SEER, 4 Ton, Packaged Air Conditioner (R410A) | 2038
50ZPK060---3 | 14 SEER, 5 Ton, Packaged Air Conditioner (R410A) | 2380
577CNWK24040 | 13.4 SEER2, 2 Ton, 40K BTU, Packaged Gas/Electric (R410A) | 1641
577CNWK24040N | 13.4 SEER2, 2 Ton, 40K BTU, Packaged Gas/Electric (R410A) | 1653
577CNWK24060 | 13.4 SEER2, 2 Ton, 60K BTU, Packaged Gas/Electric (R410A) | 1683
577CNWK24060N | 13.4 SEER2, 2 Ton, 60K BTU, Packaged Gas/Electric (R410A) | 1695
577CNWK30040 | 13.4 SEER2, 2.5 Ton, 40K BTU, Packaged Gas/Electric (R410A) | 1688
577CNWK30040N | 13.4 SEER2, 2.5 Ton, 40K BTU, Packaged Gas/Electric (R410A) | 1700
577CNWK30060 | 13.4 SEER2, 2.5 Ton, 60K BTU, Packaged Gas/Electric (R410A) | 1805
577CNWK30060N | 13.4 SEER2, 2.5 Ton, 60K BTU, Packaged Gas/Electric (R410A) | 1817
577CNWK36060 | 13.4 SEER2, 3 Ton, 60K BTU, Packaged Gas/Electric (R410A) | 1850
577CNWK36060N | 13.4 SEER2, 3 Ton, 60K BTU, Packaged Gas/Electric (R410A) | 1862
577CNWK36090 | 13.4 SEER2, 3 Ton, 90K BTU, Packaged Gas/Electric (R410A) | 1923
577CNWK36090N | 13.4 SEER2, 3 Ton, 90K BTU, Packaged Gas/Electric (R410A) | 1934
577CNWK42060 | 13.4 SEER2, 3.5 Ton, 60K BTU, Packaged Gas/Electric (R410A) | 2029
577CNWK42060N | 13.4 SEER2, 3.5 Ton, 60K BTU, Packaged Gas/Electric (R410A) | 2040
577CNWK42090 | 13.4 SEER2, 3.5 Ton, 90K BTU, Packaged Gas/Electric (R410A) | 2048
577CNWK42090N | 13.4 SEER2, 3.5 Ton, 90K BTU, Packaged Gas/Electric (R410A) | 2059
577CNWK48090 | 13.4 SEER2, 4 Ton, 90K BTU, Packaged Gas/Electric (R410A) | 2421
577CNWK48090N | 13.4 SEER2, 4 Ton, 90K BTU, Packaged Gas/Electric (R410A) | 2433
577CNWK48115 | 13.4 SEER2, 4 Ton, 115K BTU, Packaged Gas/Electric (R410A) | 2440
577CNWK48115N | 13.4 SEER2, 4 Ton, 115K BTU, Packaged Gas/Electric (R410A) | 2440
577CNWK48130 | 13.4 SEER2, 4 Ton, 130K BTU, Packaged Gas/Electric (R410A) | 2465
577CNWK48130N | 13.4 SEER2, 4 Ton, 130K BTU, Packaged Gas/Electric (R410A) | 2477
577CNWK60090 | 13.4 SEER2, 5 Ton, 90K BTU, Packaged Gas/Electric (R410A) | 2537
577CNWK60090N | 13.4 SEER2, 5 Ton, 90K BTU, Packaged Gas/Electric (R410A) | 2548
577CNWK60115 | 13.4 SEER2, 5 Ton, 115K BTU, Packaged Gas/Electric (R410A) | 2657
577CNWK60115N | 13.4 SEER2, 5 Ton, 115K BTU, Packaged Gas/Electric (R410A) | 2668
577CNWK60130 | 13.4 SEER2, 5 Ton, 130K BTU, Packaged Gas/Electric (R410A) | 2730
577CNWK60130N | 13.4 SEER2, 5 Ton, 130K BTU, Packaged Gas/Electric (R410A) | 2742
58SB0A045E14--12 | 80% AFUE, 45K BTU, 1200 CFM, 14.2" Single Stage Gas Furnace | 502
58SB0A045E17--12 | 80% AFUE, 45K BTU, 1200 CFM, 17.5" Single Stage Gas Furnace | 496
58SB0A070E14--12 | 80% AFUE, 70K BTU, 1200 CFM, 14.2" Single Stage Gas Furnace | 500
58SB0A070E17--12 | 80% AFUE, 70K BTU, 1200 CFM, 17.5" Single Stage Gas Furnace | 506
58SB0A070E17--16 | 80% AFUE, 70K BTU, 1600 CFM, 17.5" Single Stage Gas Furnace | 527
58SB0A070E21--16 | 80% AFUE, 70K BTU, 1600 CFM, 21" Single Stage Gas Furnace | 532
58SB0A090E17--14 | 80% AFUE, 90K BTU, 1400 CFM, 17.5" Single Stage Gas Furnace | 513
58SB0A090E21--16 | 80% AFUE, 90K BTU, 1600 CFM, 21" Single Stage Gas Furnace | 515
58SB0A090E21--20 | 80% AFUE, 90K BTU, 2000 CFM, 21" Single Stage Gas Furnace | 519
58SB0A090E24--20 | 80% AFUE, 90K BTU, 2000 CFM, 24.5" Single Stage Gas Furnace | 536
58SB0A110E21--20 | 80% AFUE, 110K BTU, 2000 CFM, 21" Single Stage Gas Furnace | 536
58SB0A110E24--20 | 80% AFUE, 110K BTU, 2000 CFM, 24.5" Single Stage Gas Furnace | 542
58SB0A135E24--20 | 80% AFUE, 135K BTU, 2000 CFM, 24.5" Single Stage Gas Furnace | 548
58SB0A155E24--20 | 80% AFUE, 155K BTU, 2000 CFM, 24.5" Single Stage Gas Furnace | 564
58SB1A045E14--12 | 80% AFUE, 45K BTU, 1200 CFM, 14.2" Single Stage Gas Furnace | 525
58SB1A045E17--12 | 80% AFUE, 45K BTU, 1200 CFM, 17.5" Single Stage Gas Furnace | 525
58SB1A070E14--12 | 80% AFUE, 70K BTU, 1200 CFM, 14.2" Single Stage Gas Furnace | 530
58SB1A070E17--12 | 80% AFUE, 70K BTU, 1200 CFM, 17.5" Single Stage Gas Furnace | 540
58SB1A070E17--16 | 80% AFUE, 70K BTU, 1600 CFM, 17.5" Single Stage Gas Furnace | 550
58SB1A070E21--16 | 80% AFUE, 70K BTU, 1600 CFM, 21" Single Stage Gas Furnace | 556
58SB1A090E17--14 | 80% AFUE, 90K BTU, 1400 CFM, 17.5" Single Stage Gas Furnace | 536
58SB1A090E21--16 | 80% AFUE, 90K BTU, 1600 CFM, 21" Single Stage Gas Furnace | 542
58SB1A090E21--20 | 80% AFUE, 90K BTU, 2000 CFM, 21" Single Stage Gas Furnace | 530
58SB1A110E21--20 | 80% AFUE, 110K BTU, 2000 CFM, 21" Single Stage Gas Furnace | 548
58SB1A110E24--20 | 80% AFUE, 110K BTU, 2000 CFM, 24.5" Single Stage Gas Furnace | 548
58SB1A135E24--20 | 80% AFUE, 135K BTU, 2000 CFM, 24.5" Single Stage Gas Furnace | 552
58SB1A155E24--20 | 80% AFUE, 155K BTU, 2000 CFM, 24.5" Single Stage Gas Furnace | 570
58SC0A045E14--12 | 80% AFUE, 45K BTU, 1200 CFM, 14.2" Single Stage Gas Furnace | 530
58SC0A045E17--12 | 80% AFUE, 45K BTU, 1200 CFM, 17.5" Single Stage Gas Furnace | 530
58SC0A070E14--12 | 80% AFUE, 70K BTU, 1200 CFM, 14.2" Single Stage Gas Furnace | 536
58SC0A070E17--12 | 80% AFUE, 70K BTU, 1200 CFM, 17.5" Single Stage Gas Furnace | 545
58SC0A070E17--16 | 80% AFUE, 70K BTU, 1600 CFM, 17.5" Single Stage Gas Furnace | 556
58SC0A070E21--16 | 80% AFUE, 70K BTU, 1600 CFM, 21" Single Stage Gas Furnace | 562
58SC0A090E17--14 | 80% AFUE, 90K BTU, 1400 CFM, 17.5" Single Stage Gas Furnace | 542
58SC0A090E21--16 | 80% AFUE, 90K BTU, 1600 CFM, 21" Single Stage Gas Furnace | 548
58SC0A090E21--20 | 80% AFUE, 90K BTU, 2000 CFM, 21" Single Stage Gas Furnace | 536
58SC0A110E21--20 | 80% AFUE, 110K BTU, 2000 CFM, 21" Single Stage Gas Furnace | 548
58SC0A110E24--20 | 80% AFUE, 110K BTU, 2000 CFM, 24.5" Single Stage Gas Furnace | 552
58SC0A135E24--20 | 80% AFUE, 135K BTU, 2000 CFM, 24.5" Single Stage Gas Furnace | 552
58SC1A045E14--12 | 80% AFUE, 45K BTU, 1200 CFM, 14.2" Single Stage Gas Furnace | 523
58SC1A045E17--12 | 80% AFUE, 45K BTU, 1200 CFM, 17.5" Single Stage Gas Furnace | 529
58SC1A070E14--12 | 80% AFUE, 70K BTU, 1200 CFM, 14.2" Single Stage Gas Furnace | 530
58SC1A070E17--12 | 80% AFUE, 70K BTU, 1200 CFM, 17.5" Single Stage Gas Furnace | 537
58SC1A070E17--16 | 80% AFUE, 70K BTU, 1600 CFM, 17.5" Single Stage Gas Furnace | 549
58SC1A070E21--16 | 80% AFUE, 70K BTU, 1600 CFM, 21" Single Stage Gas Furnace | 553
58SC1A090E17--14 | 80% AFUE, 90K BTU, 1400 CFM, 17.5" Single Stage Gas Furnace | 552
58SC1A090E21--16 | 80% AFUE, 90K BTU, 1600 CFM, 21" Single Stage Gas Furnace | 558
58SC1A090E21--20 | 80% AFUE, 90K BTU, 2000 CFM, 21" Single Stage Gas Furnace | 548
58SC1A110E21--20 | 80% AFUE, 110K BTU, 2000 CFM, 21" Single Stage Gas Furnace | 558
58SP0A045V14--12 | 80% AFUE, 45K BTU, 1200 CFM, 14.2" Single Stage Gas Furnace | 839
58SP0A045V17--16 | 80% AFUE, 45K BTU, 1600 CFM, 17.5" Single Stage Gas Furnace | 842
58SP0A070V17--16 | 80% AFUE, 70K BTU, 1600 CFM, 17.5" Single Stage Gas Furnace | 846
58SP0A070V21--20 | 80% AFUE, 70K BTU, 2000 CFM, 21" Single Stage Gas Furnace | 846
58SP0A090V21--20 | 80% AFUE, 90K BTU, 2000 CFM, 21" Single Stage Gas Furnace | 937
58SP0A090V24--20 | 80% AFUE, 90K BTU, 2000 CFM, 24.5" Single Stage Gas Furnace | 937
58SP0A110V24--22 | 80% AFUE, 110K BTU, 2200 CFM, 24.5" Single Stage Gas Furnace | 955
58TP0A045V14--12 | 80% AFUE, 45K BTU, 1200 CFM, 14.2" Two-Stage Gas Furnace | 1407
58TP0A070V14--12 | 80% AFUE, 70K BTU, 1200 CFM, 14.2" Two-Stage Gas Furnace | 1427
58TP0A070V17--16 | 80% AFUE, 70K BTU, 1600 CFM, 17.5" Two-Stage Gas Furnace | 1427
58TP0A090V17--16 | 80% AFUE, 90K BTU, 1600 CFM, 17.5" Two-Stage Gas Furnace | 1440
58TP0A090V21--20 | 80% AFUE, 90K BTU, 2000 CFM, 21" Two-Stage Gas Furnace | 1608
58TP0A110V21--22 | 80% AFUE, 110K BTU, 2200 CFM, 21" Two-Stage Gas Furnace | 1642
58TP0A135V24--22 | 80% AFUE, 135K BTU, 2200 CFM, 24.5" Two-Stage Gas Furnace | 1709
59SC2D040E14--10 | 92% AFUE, 40K BTU, 1000 CFM, 14.2" Single Stage Gas Furnace | 579
59SC2D040E17--12 | 92% AFUE, 40K BTU, 1200 CFM, 17.5" Single Stage Gas Furnace | 579
59SC2D060E14--12 | 92% AFUE, 60K BTU, 1200 CFM, 14.2" Single Stage Gas Furnace | 622
59SC2D060E17--14 | 92% AFUE, 60K BTU, 1400 CFM, 17.5" Single Stage Gas Furnace | 648
59SC2D080E17--16 | 92% AFUE, 80K BTU, 1600 CFM, 17.5" Single Stage Gas Furnace | 709
59SC2D080E21--20 | 92% AFUE, 80K BTU, 2000 CFM, 21" Single Stage Gas Furnace | 763
59SC2D100E21--20 | 92% AFUE, 100K BTU, 2000 CFM, 21" Single Stage Gas Furnace | 783
59SC2D100E21--22 | 92% AFUE, 100K BTU, 2200 CFM, 21" Single Stage Gas Furnace | 793
59SC2D120E24--20 | 92% AFUE, 120K BTU, 2000 CFM, 24.5" Single Stage Gas Furnace | 817
59SC5B026E14--10 | 95% AFUE, 26K BTU, 1000 CFM, 14.2" Single Stage Gas Furnace | 601
59SC5B040E14--10 | 95% AFUE, 40K BTU, 1000 CFM, 14.2" Single Stage Gas Furnace | 618
59SC5B040E17--12 | 95% AFUE, 40K BTU, 1200 CFM, 17.5" Single Stage Gas Furnace | 617
59SC5B060E14--12 | 95% AFUE, 60K BTU, 1200 CFM, 14.2" Single Stage Gas Furnace | 650
59SC5B060E17--14 | 95% AFUE, 60K BTU, 1400 CFM, 17.5" Single Stage Gas Furnace | 689
59SC5B080E17--16 | 95% AFUE, 80K BTU, 1600 CFM, 17.5" Single Stage Gas Furnace | 747
59SC5B080E21--20 | 95% AFUE, 80K BTU, 2000 CFM, 21" Single Stage Gas Furnace | 802
59SC5B100E21--20 | 95% AFUE, 100K BTU, 2000 CFM, 21" Single Stage Gas Furnace | 821
59SC5B100E21--22 | 95% AFUE, 100K BTU, 2200 CFM, 21" Single Stage Gas Furnace | 878
59SC5B120E24--22 | 95% AFUE, 120K BTU, 2200 CFM, 24.5" Single Stage Gas Furnace | 902
59SC5B140E24--22 | 95% AFUE, 140K BTU, 2200 CFM, 24.5" Single Stage Gas Furnace | 926
59SP6A040V14--10 | 96% AFUE, 40K BTU, 1000 CFM, 14.2" Single Stage Gas Furnace | 1939
59SP6A040V17--12 | 96% AFUE, 40K BTU, 1200 CFM, 17.5" Single Stage Gas Furnace | 1999
59SP6A060V14--12 | 96% AFUE, 60K BTU, 1200 CFM, 14.2" Single Stage Gas Furnace | 2058
59SP6A060V17--14 | 96% AFUE, 60K BTU, 1400 CFM, 17.5" Single Stage Gas Furnace | 2118
59SP6A080V17--16 | 96% AFUE, 80K BTU, 1600 CFM, 17.5" Single Stage Gas Furnace | 2177
59SP6A080V21--20 | 96% AFUE, 80K BTU, 2000 CFM, 21" Single Stage Gas Furnace | 2237
59SP6A100V21--20 | 96% AFUE, 100K BTU, 2000 CFM, 21" Single Stage Gas Furnace | 2296
59SP6A120V24--22 | 96% AFUE, 120K BTU, 2200 CFM, 24.5" Single Stage Gas Furnace | 2356
59TP6B040V14--10 | 96% AFUE, 40K BTU, 1000 CFM, 14.2" Two-Stage Gas Furnace | 2094
59TP6B040V17--12 | 96% AFUE, 40K BTU, 1200 CFM, 17.5" Two-Stage Gas Furnace | 2125
59TP6B060V14--12 | 96% AFUE, 60K BTU, 1200 CFM, 14.2" Two-Stage Gas Furnace | 2188
59TP6B060V17--14 | 96% AFUE, 60K BTU, 1400 CFM, 17.5" Two-Stage Gas Furnace | 2250
59TP6B080V17--16 | 96% AFUE, 80K BTU, 1600 CFM, 17.5" Two-Stage Gas Furnace | 2313
59TP6B080V21--20 | 96% AFUE, 80K BTU, 2000 CFM, 21" Two-Stage Gas Furnace | 2350
59TP6B100V21--20 | 96% AFUE, 100K BTU, 2000 CFM, 21" Two-Stage Gas Furnace | 2419
59TP6B100V21--22 | 96% AFUE, 100K BTU, 2200 CFM, 21" Two-Stage Gas Furnace | 2684
59TP6B120V24--22 | 96% AFUE, 120K BTU, 2200 CFM, 24.5" Two-Stage Gas Furnace | 2571
59TP6C040V14--10 | 96% AFUE, 40K BTU, 1000 CFM, 14.2" Two-Stage Gas Furnace | 2094
59TP6C040V17--12 | 96% AFUE, 40K BTU, 1200 CFM, 17.5" Two-Stage Gas Furnace | 2125
59TP6C060V14--12 | 96% AFUE, 60K BTU, 1200 CFM, 14.2" Two-Stage Gas Furnace | 2188
59TP6C060V17--16 | 96% AFUE, 60K BTU, 1600 CFM, 17.5" Two-Stage Gas Furnace | 2250
59TP6C080V17--16 | 96% AFUE, 80K BTU, 1600 CFM, 17.5" Two-Stage Gas Furnace | 2313
59TP6C080V21--20 | 96% AFUE, 80K BTU, 2000 CFM, 21" Two-Stage Gas Furnace | 2350
59TP6C100V21--20 | 96% AFUE, 100K BTU, 2000 CFM, 21" Two-Stage Gas Furnace | 2419
59TP6C100V21--22 | 96% AFUE, 100K BTU, 2200 CFM, 21" Two-Stage Gas Furnace | 2684
59TP6C120V24--22 | 96% AFUE, 120K BTU, 2200 CFM, 24.5" Two-Stage Gas Furnace | 2571
607CNXK24000 | 13.4 SEER2, 2 Ton, Packaged Heat Pump (R410A) | 1821
607CNXK30000 | 13.4 SEER2, 2.5 Ton, Packaged Heat Pump (R410A) | 1925
607CNXK36000 | 13.4 SEER2, 3 Ton, Packaged Heat Pump (R410A) | 1947
607CNXK42000 | 13.4 SEER2, 3.5 Ton, Packaged Heat Pump (R410A) | 2149
607CNXK48000 | 13.4 SEER2, 4 Ton, Packaged Heat Pump (R410A) | 2297
607CNXK60000 | 13.4 SEER2, 5 Ton, Packaged Heat Pump (R410A) | 2619
619AHBQ06XA3 | 6K BTU High Wall Ductless Indoor Heat Pump | 350
619AHBQ09XA3 | 9K BTU High Wall Ductless Indoor Heat Pump | 312
619AHBQ12XA1 | 12K BTU High Wall Ductless Indoor Heat Pump | 324
619AHBQ12XA3 | 12K BTU High Wall Ductless Indoor Heat Pump | 324
619AHBQ18XA3 | 18K BTU High Wall Ductless Indoor Heat Pump | 406
619AHBQ24XA3 | 24K BTU High Wall Ductless Indoor Heat Pump | 529
619AHBQ30XA3 | 30K BTU High Wall Ductless Indoor Heat Pump | 656
619AHBQ36XA3 | 36K BTU High Wall Ductless Indoor Heat Pump | 733
619PHAQ09XA3 | 9K BTU High Wall Ductless Indoor Heat Pump | 510
619PHAQ12XA3 | 12K BTU High Wall Ductless Indoor Heat Pump | 542
619PHAQ18XA3 | 18K BTU High Wall Ductless Indoor Heat Pump | 702
619PHAQ24XA3 | 24K BTU High Wall Ductless Indoor Heat Pump | 730
619PHBQ09XA3 | 9K BTU High Wall Ductless Indoor Heat Pump | 479
619PHBQ12XA3 | 12K BTU High Wall Ductless Indoor Heat Pump | 509
619PHBQ18XA3 | 18K BTU High Wall Ductless Indoor Heat Pump | 610
707CNXK24000 | 13.4 SEER2, 2 Ton, Packaged Air Conditioner (R410A) | 1770
707CNXK30000 | 13.4 SEER2, 2.5 Ton, Packaged Air Conditioner (R410A) | 1847
707CNXK36000 | 13.4 SEER2, 3 Ton, Packaged Air Conditioner (R410A) | 2262
707CNXK42000 | 13.4 SEER2, 3.5 Ton, Packaged Air Conditioner (R410A) | 2244
707CNXK48000 | 13.4 SEER2, 4 Ton, Packaged Air Conditioner (R410A) | 2337
707CNXK60000 | 13.4 SEER2, 5 Ton, Packaged Air Conditioner (R410A) | 2611
800SA36045E14 | 80% AFUE, 45K BTU, 1200 CFM, 14.2" Single Stage Gas Furnace | 502
800SA36045E17 | 80% AFUE, 45K BTU, 1200 CFM, 17.5" Single Stage Gas Furnace | 496
800SA36070E14 | 80% AFUE, 70K BTU, 1200 CFM, 14.2" Single Stage Gas Furnace | 500
800SA36070E17 | 80% AFUE, 70K BTU, 1200 CFM, 17.5" Single Stage Gas Furnace | 506
800SA42090E17 | 80% AFUE, 90K BTU, 1400 CFM, 17.5" Single Stage Gas Furnace | 513
800SA48070E17 | 80% AFUE, 70K BTU, 1600 CFM, 17.5" Single Stage Gas Furnace | 527
800SA48070E21 | 80% AFUE, 70K BTU, 1600 CFM, 21" Single Stage Gas Furnace | 532
800SA48090E21 | 80% AFUE, 90K BTU, 1600 CFM, 21" Single Stage Gas Furnace | 515
800SA60090E21 | 80% AFUE, 90K BTU, 2000 CFM, 21" Single Stage Gas Furnace | 519
800SA60090E24 | 80% AFUE, 90K BTU, 2000 CFM, 24.5" Single Stage Gas Furnace | 536
800SA60110E21 | 80% AFUE, 110K BTU, 2000 CFM, 21" Single Stage Gas Furnace | 536
800SA60110E24 | 80% AFUE, 110K BTU, 2000 CFM, 24.5" Single Stage Gas Furnace | 542
800SA60135E24 | 80% AFUE, 135K BTU, 2000 CFM, 24.5" Single Stage Gas Furnace | 548
800SA60155E24 | 80% AFUE, 155K BTU, 2000 CFM, 24.5" Single Stage Gas Furnace | 564
801SA36045E14 | 80% AFUE, 45K BTU, 1200 CFM, 14.2" Single Stage Gas Furnace | 525
801SA36045E17 | 80% AFUE, 45K BTU, 1200 CFM, 17.5" Single Stage Gas Furnace | 525
801SA36070E14 | 80% AFUE, 70K BTU, 1200 CFM, 14.2" Single Stage Gas Furnace | 530
801SA36070E17 | 80% AFUE, 70K BTU, 1200 CFM, 17.5" Single Stage Gas Furnace | 540
801SA42090E17 | 80% AFUE, 90K BTU, 1400 CFM, 17.5" Single Stage Gas Furnace | 536
801SA48070E17 | 80% AFUE, 70K BTU, 1600 CFM, 17.5" Single Stage Gas Furnace | 550
801SA48070E21 | 80% AFUE, 70K BTU, 1600 CFM, 21" Single Stage Gas Furnace | 556
801SA48090E21 | 80% AFUE, 90K BTU, 1600 CFM, 21" Single Stage Gas Furnace | 542
801SA60090E21 | 80% AFUE, 90K BTU, 2000 CFM, 21" Single Stage Gas Furnace | 530
801SA60110E21 | 80% AFUE, 110K BTU, 2000 CFM, 21" Single Stage Gas Furnace | 548
801SA60110E24 | 80% AFUE, 110K BTU, 2000 CFM, 24.5" Single Stage Gas Furnace | 548
801SA60135E24 | 80% AFUE, 135K BTU, 2000 CFM, 24.5" Single Stage Gas Furnace | 552
801SA60155E24 | 80% AFUE, 155K BTU, 2000 CFM, 24.5" Single Stage Gas Furnace | 570
810SA36045E14 | 80% AFUE, 45K BTU, 1200 CFM, 14.2" Single Stage Gas Furnace | 552
810SA36045E17 | 80% AFUE, 45K BTU, 1200 CFM, 17.5" Single Stage Gas Furnace | 530
810SA36070E14 | 80% AFUE, 70K BTU, 1200 CFM, 14.2" Single Stage Gas Furnace | 530
810SA36070E17 | 80% AFUE, 70K BTU, 1200 CFM, 17.5" Single Stage Gas Furnace | 556
810SA42090E17 | 80% AFUE, 90K BTU, 1400 CFM, 17.5" Single Stage Gas Furnace | 545
810SA48070E17 | 80% AFUE, 70K BTU, 1600 CFM, 17.5" Single Stage Gas Furnace | 548
810SA48070E21 | 80% AFUE, 70K BTU, 1600 CFM, 21" Single Stage Gas Furnace | 542
810SA48090E21 | 80% AFUE, 90K BTU, 1600 CFM, 21" Single Stage Gas Furnace | 562
810SA60090E21 | 80% AFUE, 90K BTU, 2000 CFM, 21" Single Stage Gas Furnace | 536
810SA60110E21 | 80% AFUE, 110K BTU, 2000 CFM, 21" Single Stage Gas Furnace | 552
810SA60110E24 | 80% AFUE, 110K BTU, 2000 CFM, 24.5" Single Stage Gas Furnace | 536
810SA60135E24 | 80% AFUE, 135K BTU, 2000 CFM, 24.5" Single Stage Gas Furnace | 548
811SA36045E14 | 80% AFUE, 45K BTU, 1200 CFM, 14.2" Single Stage Gas Furnace | 523
811SA36045E17 | 80% AFUE, 45K BTU, 1200 CFM, 17.5" Single Stage Gas Furnace | 529
811SA36070E14 | 80% AFUE, 70K BTU, 1200 CFM, 14.2" Single Stage Gas Furnace | 530
811SA36070E17 | 80% AFUE, 70K BTU, 1200 CFM, 17.5" Single Stage Gas Furnace | 537
811SA42090E17 | 80% AFUE, 90K BTU, 1400 CFM, 17.5" Single Stage Gas Furnace | 552
811SA48070E17 | 80% AFUE, 70K BTU, 1600 CFM, 17.5" Single Stage Gas Furnace | 549
811SA48070E21 | 80% AFUE, 70K BTU, 1600 CFM, 21" Single Stage Gas Furnace | 553
811SA48090E21 | 80% AFUE, 90K BTU, 1600 CFM, 21" Single Stage Gas Furnace | 558
811SA60090E21 | 80% AFUE, 90K BTU, 2000 CFM, 21" Single Stage Gas Furnace | 548
811SA60110E21 | 80% AFUE, 110K BTU, 2000 CFM, 21" Single Stage Gas Furnace | 558
820SA36045V14 | 80% AFUE, 45K BTU, 1200 CFM, 14.2" Single Stage Gas Furnace | 839
820SA48045V17 | 80% AFUE, 45K BTU, 1600 CFM, 17.5" Single Stage Gas Furnace | 842
820SA48070V17 | 80% AFUE, 70K BTU, 1600 CFM, 17.5" Single Stage Gas Furnace | 846
820SA60070V21 | 80% AFUE, 70K BTU, 2000 CFM, 21" Single Stage Gas Furnace | 846
820SA60090V21 | 80% AFUE, 90K BTU, 2000 CFM, 21" Single Stage Gas Furnace | 937
820SA60090V24 | 80% AFUE, 90K BTU, 2000 CFM, 24.5" Single Stage Gas Furnace | 937
820SA66110V24 | 80% AFUE, 110K BTU, 2200 CFM, 24.5" Single Stage Gas Furnace | 955
820TA36045V14 | 80% AFUE, 45K BTU, 1200 CFM, 14.2" Two-Stage Gas Furnace | 1407
820TA36070V14 | 80% AFUE, 70K BTU, 1200 CFM, 14.2" Two-Stage Gas Furnace | 1427
820TA48070V17 | 80% AFUE, 70K BTU, 1600 CFM, 17.5" Two-Stage Gas Furnace | 1427
820TA48090V17 | 80% AFUE, 90K BTU, 1600 CFM, 17.5" Two-Stage Gas Furnace | 1440
820TA60090V21 | 80% AFUE, 90K BTU, 2000 CFM, 21" Two-Stage Gas Furnace | 1608
820TA66110V21 | 80% AFUE, 110K BTU, 2200 CFM, 21" Two-Stage Gas Furnace | 1642
820TA66135V24 | 80% AFUE, 135K BTU, 2200 CFM, 24.5" Two-Stage Gas Furnace | 1709
912SD30040E14 | 92% AFUE, 40K BTU, 1000 CFM, 14.2" Single Stage Gas Furnace | 579
912SD36040E17 | 92% AFUE, 40K BTU, 1200 CFM, 17.5" Single Stage Gas Furnace | 579
912SD36060E14 | 92% AFUE, 60K BTU, 1200 CFM, 14.2" Single Stage Gas Furnace | 622
912SD42060E17 | 92% AFUE, 60K BTU, 1400 CFM, 17.5" Single Stage Gas Furnace | 648
912SD48080E17 | 92% AFUE, 80K BTU, 1600 CFM, 17.5" Single Stage Gas Furnace | 709
912SD60080E21 | 92% AFUE, 80K BTU, 2000 CFM, 21" Single Stage Gas Furnace | 763
912SD60100E21 | 92% AFUE, 100K BTU, 2000 CFM, 21" Single Stage Gas Furnace | 783
912SD60120E24 | 92% AFUE, 120K BTU, 2000 CFM, 24.5" Single Stage Gas Furnace | 817
912SD66100E21 | 92% AFUE, 100K BTU, 2200 CFM, 21" Single Stage Gas Furnace | 793
915SB30026E14 | 95% AFUE, 26K BTU, 1000 CFM, 14.2" Single Stage Gas Furnace | 601
915SB30040E14 | 95% AFUE, 40K BTU, 1000 CFM, 14.2" Single Stage Gas Furnace | 618
915SB36040E17 | 95% AFUE, 40K BTU, 1200 CFM, 17.5" Single Stage Gas Furnace | 617
915SB36060E14 | 95% AFUE, 60K BTU, 1200 CFM, 14.2" Single Stage Gas Furnace | 650
915SB42060E17 | 95% AFUE, 60K BTU, 1400 CFM, 17.5" Single Stage Gas Furnace | 689
915SB48080E17 | 95% AFUE, 80K BTU, 1600 CFM, 17.5" Single Stage Gas Furnace | 747
915SB60080E21 | 95% AFUE, 80K BTU, 2000 CFM, 21" Single Stage Gas Furnace | 802
915SB60100E21 | 95% AFUE, 100K BTU, 2000 CFM, 21" Single Stage Gas Furnace | 821
915SB66100E21 | 95% AFUE, 100K BTU, 2200 CFM, 21" Single Stage Gas Furnace | 878
915SB66120E24 | 95% AFUE, 120K BTU, 2200 CFM, 24.5" Single Stage Gas Furnace | 902
915SB66140E24 | 95% AFUE, 140K BTU, 2200 CFM, 24.5" Single Stage Gas Furnace | 926
926SA30040V14 | 96% AFUE, 40K BTU, 1000 CFM, 14.2" Single Stage Gas Furnace | 1939
926SA36040V17 | 96% AFUE, 40K BTU, 1200 CFM, 17.5" Single Stage Gas Furnace | 1999
926SA36060V14 | 96% AFUE, 60K BTU, 1200 CFM, 14.2" Single Stage Gas Furnace | 2058
926SA42060V17 | 96% AFUE, 60K BTU, 1400 CFM, 17.5" Single Stage Gas Furnace | 2118
926SA48080V17 | 96% AFUE, 80K BTU, 1600 CFM, 17.5" Single Stage Gas Furnace | 2177
926SA60080V21 | 96% AFUE, 80K BTU, 2000 CFM, 21" Single Stage Gas Furnace | 2237
926SA60100V21 | 96% AFUE, 100K BTU, 2000 CFM, 21" Single Stage Gas Furnace | 2296
926SA66120V24 | 96% AFUE, 120K BTU, 2200 CFM, 24.5" Single Stage Gas Furnace | 2356
926TB30040V14 | 96% AFUE, 40K BTU, 1000 CFM, 14.2" Two-Stage Gas Furnace | 2094
926TB36040V17 | 96% AFUE, 40K BTU, 1200 CFM, 17.5" Two-Stage Gas Furnace | 2125
926TB36060V14 | 96% AFUE, 60K BTU, 1200 CFM, 14.2" Two-Stage Gas Furnace | 2188
926TB42060V17 | 96% AFUE, 60K BTU, 1400 CFM, 17.5" Two-Stage Gas Furnace | 2250
926TB48080V17 | 96% AFUE, 80K BTU, 1600 CFM, 17.5" Two-Stage Gas Furnace | 2313
926TB60080V21 | 96% AFUE, 80K BTU, 2000 CFM, 21" Two-Stage Gas Furnace | 2350
926TB60100V21 | 96% AFUE, 100K BTU, 2000 CFM, 21" Two-Stage Gas Furnace | 2419
926TB66100V21 | 96% AFUE, 100K BTU, 2200 CFM, 21" Two-Stage Gas Furnace | 2684
926TB66120V24 | 96% AFUE, 120K BTU, 2200 CFM, 24.5" Two-Stage Gas Furnace | 2571
926TC30040V14 | 96% AFUE, 40K BTU, 1000 CFM, 14.2" Two-Stage Gas Furnace | 2094
926TC36040V17 | 96% AFUE, 40K BTU, 1200 CFM, 17.5" Two-Stage Gas Furnace | 2125
926TC36060V14 | 96% AFUE, 60K BTU, 1200 CFM, 14.2" Two-Stage Gas Furnace | 2188
926TC48060V17 | 96% AFUE, 60K BTU, 1600 CFM, 17.5" Two-Stage Gas Furnace | 2250
926TC48080V17 | 96% AFUE, 80K BTU, 1600 CFM, 17.5" Two-Stage Gas Furnace | 2313
926TC60080V21 | 96% AFUE, 80K BTU, 2000 CFM, 21" Two-Stage Gas Furnace | 2350
926TC60100V21 | 96% AFUE, 100K BTU, 2000 CFM, 21" Two-Stage Gas Furnace | 2419
926TC66100V21 | 96% AFUE, 100K BTU, 2200 CFM, 21" Two-Stage Gas Furnace | 2684
926TC66120V24 | 96% AFUE, 120K BTU, 2200 CFM, 24.5" Two-Stage Gas Furnace | 2571
ADP-S48L200 | 4 Ton, Upflow/Downflow, 20" Uncased A-Coil (R410A) | 358
AFAEHL05B01A | 5kW, 230V, 60Hz, Electric Heat Kit w/ Circuit Breaker | 116
AFAEHL10B81A | 10kW, 230V, 60Hz, Electric Heat Kit w/ Circuit Breaker | 153
BH14NB030P0G | 14 SEER, 2.5 Ton, Heat Pump (R410A) | 1012
BH16NA024P0G | 17 SEER, 2 Ton, Heat Pump (R410A) | 938
BWBCAN000120 | 84% AFUE, 120K BTU, Gas Fired Water Boiler (R410A) | 2321
C36A175L139N | 3 Ton, Upflow/Downflow, 17.5" Painted Cased A-Coil (R410A) | 524
C36A175L159 | 3 Ton, Upflow/Downflow, 17.5" Painted Cased A-Coil (R410A) | 562
C36H145P429 | 3 Ton, Horizontal, 14.5" Painted Cased A-Coil (R410A) | 549
C36H175P149N | 3 Ton, Horizontal, 17.5" Painted Cased A-Coil (R410A) | 570
C48A175L159N | 4 Ton, Upflow/Downflow, 17.5" Cased A-Coil (R410A) | 871.5
C48A210L159N | 4 Ton, Upflow/Downflow, 21" Cased A-Coil (R410A) | 726.25
C48H210P759N | 4 Ton, Horizontal, 21" Cased A-Coil (R410A) | 598.5
C4A6S18AKAWA | 16 SEER2, 1.5 Ton, Air Conditioner (R410A) | 1512
C4A6S24AKAWA | 16 SEER2, 2 Ton, Air Conditioner (R410A) | 1591
C4A6S30AKAWA | 16 SEER2, 2.5 Ton, Air Conditioner (R410A) | 1689
C4A6S36AKAWA | 16 SEER2, 3 Ton, Air Conditioner (R410A) | 1979
C4A6S42AKAWA | 16 SEER2, 3.5 Ton, Air Conditioner (R410A) | 2082
C4A6S48AKAWA | 16 SEER2, 4 Ton, Air Conditioner (R410A) | 2460
C4A6S49AKAWA | 16 SEER2, 4 Ton, Air Conditioner (R410A) | 3376
C4A6S60AKAWA | 16 SEER2, 5 Ton, Air Conditioner (R410A) | 2886
C4A6S61AKAWA | 16 SEER2, 5 Ton, Air Conditioner (R410A) | 3675
C4A7T24AKAWA | 17 SEER, 2 Ton, Air Conditioner (R410A) | 1645
C4A7T36AKAWA | 17 SEER, 3 Ton, Air Conditioner (R410A) | 1902
C4A7T48AKAWA | 17 SEER, 4 Ton, Air Conditioner (R410A) | 2077
C4A7T60AKAWA | 17 SEER, 5 Ton, Air Conditioner (R410A) | 2250
C4H7T24AKAAA | 17 SEER2, 2 Ton, Heat Pump (R410A) | 2399
C4H7T36AKAAA | 17 SEER2, 3 Ton, Heat Pump (R410A) | 2479
C4H7T48AKAAA | 17 SEER2, 4 Ton, Heat Pump (R410A) | 2599
C4H7T60AKAAA | 17 SEER2, 5 Ton, Heat Pump (R410A) | 2839
C60A210L169N | 5 Ton, Upflow/Downflow, 21" Cased A-Coil (R410A) | 657
CAPMP1814ALA | 1.5 Ton, Multi-Position, 14" Painted Cased A-Coil (R410A) | 234
CAPMP1917ALA | 1.5 Ton, Multi-Position, 17.5" Painted Cased A-Coil (R410A) | 281
CAPMP2414ALA | 2 Ton, Multi-Position, 14" Painted Cased A-Coil (R410A) | 242
CAPMP2417ALA | 2 Ton, Multi-Position, 17.5" Painted Cased A-Coil (R410A) | 243
CAPMP2517ALA | 2 Ton, Multi-Position, 17.5" Painted Cased A-Coil (R410A) | 300
CAPMP3014ALA | 2.5 Ton, Multi-Position, 14" Painted Cased A-Coil (R410A) | 253
CAPMP3017ALA | 2.5 Ton, Multi-Position, 17.5" Painted Cased A-Coil (R410A) | 251
CAPMP3617ALA | 3 Ton, Multi-Position, 17.5" Painted Cased A-Coil (R410A) | 273
CAPMP3717ALA | 3 Ton, Multi-Position, 17.5" Painted Cased A-Coil (R410A) | 287
CAPMP3721ALA | 3 Ton, Multi-Position, 21" Painted Cased A-Coil (R410A) | 321
CAPMP4221ALA | 3.5 Ton, Multi-Position, 21" Painted Cased A-Coil (R410A) | 278
CAPMP4321ALA | 3.5 Ton, Multi-Position, 21" Painted Cased A-Coil (R410A) | 321
CAPMP4821ALA | 4 Ton, Multi-Position, 21" Painted Cased A-Coil (R410A) | 313
CAPMP6021ALA | 5 Ton, Multi-Position, 21" Painted Cased A-Coil (R410A) | 332
CAPMP6024ALA | 5 Ton, Multi-Position, 24.5" Painted Cased A-Coil (R410A) | 358
CAPMP6121ALA | 5 Ton, Multi-Position, 21" Painted Cased A-Coil (R410A) | 288
CAPMP6124ALA | 5 Ton, Multi-Position, 24.5" Painted Cased A-Coil (R410A) | 348
CAPVU1814ALA | 1.5 Ton, Upflow/Downflow, 14" Uncased A-Coil (R410A) | 165
CAPVU2414ALA | 2 Ton, Upflow/Downflow, 14" Uncased A-Coil (R410A) | 170
CAPVU2417ALA | 2 Ton, Upflow/Downflow, 17" Uncased A-Coil (R410A) | 167
CAPVU3014ALA | 2.5 Ton, Upflow/Downflow, 14" Uncased A-Coil (R410A) | 187
CAPVU3017ALA | 2.5 Ton, Upflow/Downflow, 17" Uncased A-Coil (R410A) | 181
CAPVU3617ALA | 3 Ton, Upflow/Downflow, 17" Uncased A-Coil (R410A) | 193
CAPVU3621ALA | 3 Ton, Upflow/Downflow, 21" Uncased A-Coil (R410A) | 198
CAPVU3717ALA | 3 Ton, Upflow/Downflow, 17" Uncased A-Coil (R410A) | 221
CAPVU4221ALA | 3.5 Ton, Upflow/Downflow, 21" Uncased A-Coil (R410A) | 204
CAPVU4224ALA | 3.5 Ton, Upflow/Downflow, 24" Uncased A-Coil (R410A) | 212
CAPVU4817ALA | 4 Ton, Upflow/Downflow, 17" Uncased A-Coil (R410A) | 216
CAPVU4821ALA | 4 Ton, Upflow/Downflow, 21" Uncased A-Coil (R410A) | 238
CAPVU4824ALA | 4 Ton, Upflow/Downflow, 24" Uncased A-Coil (R410A) | 242
CAPVU6021ALA | 5 Ton, Upflow/Downflow, 21" Uncased A-Coil (R410A) | 242
CAPVU6024ALA | 5 Ton, Upflow/Downflow, 24" Uncased A-Coil (R410A) | 275
CAPVU6121ALA | 5 Ton, Upflow/Downflow, 21" Uncased A-Coil (R410A) | 285
CGA-5 | 84% AFUE, Atmospheric Natural Gas Water Boiler | 2890
CH14NB03000G | 14 SEER, 2.5 Ton, Heat Pump (R410A) | 1012
CH14NB030P0G | 14 SEER, 2.5 Ton, Heat Pump (R410A) | 1012
CH16NA030P0G | 15 SEER, 2.5 Ton, Heat Pump (R410A) | 1012
CNPVT3617ALA | 3 Ton, Upflow/Downflow, 17.5" Transition N Cased N-Coil (R410A) | 235
CNPVT4221ALA | 3.5 Ton, Upflow/Downflow, 21" Transition N Cased N-Coil (R410A) | 250
CNPVT4821ALA | 4 Ton, Upflow/Downflow, 21" Transition N Cased N-Coil (R410A) | 308
CNPVT6024ALA | 5 Ton, Upflow/Downflow, 24.5" Transition N Cased N-Coil (R410A) | 326
CPHEATER050B0 | 10kW, 230V, 60Hz, Electric Heat Kit | 256
CPHEATER051B0 | 15kW, 230V, 60Hz, Electric Heat Kit | 325
CPHEATER052B0 | 5kW, 230V, 60Hz, Electric Heat Kit | 118
CPHEATER053B0 | 20kW, 230V, 60Hz, Electric Heat Kit | 384
CPHEATER054B0 | 20kW, 230V, 60Hz, Electric Heat Kit | 389
CPHEATER064B0 | 5kW, 230V, 60Hz, Electric Heat Kit | 194
CPHEATER065B0 | 10kW, 230V, 60Hz, Electric Heat Kit | 136
CPHEATER066B0 | 15kW, 230V, 60Hz, Electric Heat Kit | 365
CPHEATER069B0 | 7.5kW, 230V, 60Hz, Electric Heat Kit | 183
CPHEATER070B0 | 7kW, 230V, 60Hz, Electric Heat Kit | 259
CPHEATER125A0 | 5kW, 230V, 60Hz, Electric Heat Kit w/ Circuit Breaker | 134
CPHEATER125A03 | 5kW, 230V, 60Hz, Electric Heat Kit | 134
CPHEATER126A0 | 5kW, 230V, 60Hz, Electric Heat Kit | 224
CPHEATER126A03 | 5kW, 230V, 60Hz, Electric Heat Kit w/ Circuit Breaker | 224
CPHEATER127A0 | 5kW, 230V, 60Hz, Electric Heat Kit w/ Circuit Breaker | 183
CPHEATER127A03 | 7kW, 230V, 60Hz, Electric Heat Kit | 183
CPHEATER128A0 | 7kW, 230V, 60Hz, Electric Heat Kit w/ Circuit Breaker | 227
CPHEATER128A03 | 7kW, 230V, 60Hz, Electric Heat Kit w/ Circuit Breaker | 227
CPHEATER129A0 | 10kW, 230V, 60Hz, Electric Heat Kit | 190
CPHEATER129A03 | 10kW, 230V, 60Hz, Electric Heat Kit | 190
CPHEATER130A0 | 10kW, 230V, 60Hz, Electric Heat Kit w/ Circuit Breaker | 233
CPHEATER130A02LC | 10kW, 230V, 60Hz, Electric Heat Kit w/ Circuit Breaker | 222
CPHEATER130A03 | 10kW, 230V, 60Hz, Electric Heat Kit w/ Circuit Breaker | 233
CPHEATER131A0 | 15kW, 230V, 60Hz, Electric Heat Kit w/ Circuit Breaker | 330
CPHEATER131A03 | 15kW, 230V, 60Hz, Electric Heat Kit w/ Circuit Breaker | 330
CPHEATER132A0 | 20kW, 230V, 60Hz, Electric Heat Kit w/ Circuit Breaker | 414
CPHEATER132A03 | 20kW, 230V, 60Hz, Electric Heat Kit w/ Circuit Breaker | 414
CPHEATER133B0 | 15kW, 230V, 60Hz, Electric Heat Kit | 388
CSPHP2412ALA | 2 Ton, Horizontal, 12" Painted Cased Slab Coil (R410A) | 530
CSPHP3012ALA | 2.5 Ton, Horizontal, 12" Painted Cased Slab Coil (R410A) | 543
CSPHP3612ALA | 3 Ton, Horizontal, 12" Painted Cased Slab Coil (R410A) | 564
CSPHP4212ALA | 3.5 Ton, Horizontal, 12" Painted Cased Slab Coil (R410A) | 623
CSPHP4812ALA | 4 Ton, Horizontal, 12" Painted Cased Slab Coil (R410A) | 656
CSPHP6012ALA | 5 Ton, Horizontal, 12" Painted Cased Slab Coil (R410A) | 726
CSPVA2414XMC | 2 Ton, Upflow/Downflow, 14" Cased Slope Coil (R410A) | 530
CVA924GKA | 19 SEER, 2 Ton, Air Conditioner (R410A) | 2093
CVA925GKA | 19 SEER, 2 Ton, Air Conditioner (R410A) | 3320
CVA936GKA | 19 SEER, 3 Ton, Air Conditioner (R410A) | 3756
CVA937GKA | 19 SEER, 3 Ton, Air Conditioner (R410A) | 4318
CVA948GKA | 19 SEER, 4 Ton, Air Conditioner (R410A) | 4024
CVA949GKA | 19 SEER, 4 Ton, Air Conditioner (R410A) | 4580
CVA960GKA | 19 SEER, 5 Ton, Air Conditioner (R410A) | 4654
CVH824GKA | 18 SEER, 2 Ton, Heat Pump (R410A) | 3407
CVH825GKA | 18 SEER, 2 Ton, Heat Pump (R410A) | 4177
CVH836GKA | 18 SEER, 3 Ton, Heat Pump (R410A) | 4689
CVH837GKA | 18 SEER, 3 Ton, Heat Pump (R410A) | 5267
CVH848GKA | 18 SEER, 4 Ton, Heat Pump (R410A) | 5064
CVH860GKA | 18 SEER, 5 Ton, Heat Pump (R410A) | 5502
CVPMA2414XMC | 2 Ton, Multi-Position, 14" Cased V-Coil (R410A) | 172
CVPMA2417XMC | 2 Ton, Multi-Position, 17.5" Cased V-Coil (R410A) | 174
CVPMA2517XMC | 2 Ton, Multi-Position, 17.5" Cased V-Coil (R410A) | 232
CVPMA3017XMC | 2.5 Ton, Multi-Position, 17.5" Cased V-Coil (R410A) | 182
CVPMA3117XMC | 2.5 Ton, Multi-Position, 17.5" Cased V-Coil (R410A) | 271
CVPMA3217XMC | 2.5 Ton, Multi-Position, 17.5" Cased V-Coil (R410A) | 297
CVPMA3617XMC | 3 Ton, Multi-Position, 17.5" Cased V-Coil (R410A) | 210
CVPMA4221XMC | 3.5 Ton, Multi-Position, 21" Cased V-Coil (R410A) | 240
CVPMA4321XMC | 3.5 Ton, Multi-Position, 21" Cased V-Coil (R410A) | 291
CVPMA4421XMC | 3.5 Ton, Multi-Position, 21" Cased V-Coil (R410A) | 336
CVPMA4821XMC | 4 Ton, Multi-Position, 21" Cased V-Coil (R410A) | 340
CVPMA4921XMC | 4 Ton, Multi-Position, 21" Cased V-Coil (R410A) | 370
CVPMA6021XMC | 5 Ton, Multi-Position, 21" Cased V-Coil (R410A) | 368
CVPMA6024XMC | 5 Ton, Upflow/Downflow, 24.5" Cased V-Coil (R410A) | 368
CVPMA6124XMC | 5 Ton, Upflow/Downflow, 24.5" Cased V-Coil (R410A) | 397
CVPVA1814XMC | 1.5 Ton, Upflow/Downflow, 14" Cased V-Coil (R410A) | 186
CVPVA1917XMC | 1.5 Ton, Upflow/Downflow, 17.5" Cased V-Coil (R410A) | 218
CVPVA2414XMC | 2 Ton, Upflow/Downflow, 14" Cased V-Coil (R410A) | 193
CVPVA2417XMC | 2 Ton, Upflow/Downflow, 17.5" Cased V-Coil (R410A) | 197
CVPVA2517XMC | 2 Ton, Upflow/Downflow, 17.5" Cased V-Coil (R410A) | 233
CVPVA3014XMC | 2.5 Ton, Upflow/Downflow, 14" Cased V-Coil (R410A) | 231
CVPVA3017XMC | 2.5 Ton, Upflow/Downflow, 17.5" Cased V-Coil (R410A) | 231
CVPVA3117XMC | 2.5 Ton, Upflow/Downflow, 17.5" Cased V-Coil (R410A) | 254
CVPVA3617XMC | 3 Ton, Upflow/Downflow, 17.5" Cased V-Coil (R410A) | 235
CVPVA3621XMC | 3 Ton, Upflow/Downflow, 21" Cased V-Coil (R410A) | 238
CVPVA3721XMC | 3 Ton, Upflow/Downflow, 21" Cased V-Coil (R410A) | 265
CVPVA3817XMC | 3 Ton, Upflow/Downflow, 17.5" Cased V-Coil (R410A) | 279
CVPVA4217XMC | 3.5 Ton, Upflow/Downflow, 17.5" Cased V-Coil (R410A) | 250
CVPVA4221XMC | 3.5 Ton, Upflow/Downflow, 21" Cased V-Coil (R410A) | 250
CVPVA4224XMC | 3.5 Ton, Upflow/Downflow, 24.5" Cased V-Coil (R410A) | 292
CVPVA4821XMC | 4 Ton, Upflow/Downflow, 21" Cased V-Coil (R410A) | 309
CVPVA4824XMC | 4 Ton, Upflow/Downflow, 24.5" Cased V-Coil (R410A) | 308
CVPVA4924XMC | 4 Ton, Upflow/Downflow, 24.5" Cased V-Coil (R410A) | 350
CVPVA6024XMC | 5 Ton, Upflow/Downflow, 24.5" Cased V-Coil (R410A) | 326
CVPVA6124XMC | 5 Ton, Upflow/Downflow, 24.5" Cased V-Coil (R410A) | 370
DLCERBH12AAK | 12K BTU Single Zone Ductless Outdoor Heat Pump | 583
DLCERBH24AAK | 24K BTU Single Zone Ductless Outdoor Heat Pump | 1172
DLCMHBH30DAK | 30K BTU Multi-Zone Ductless Outdoor Heat Pump | 1999
DLCMHBH48EAK | 48K BTU Multi-Zone Ductless Outdoor Heat Pump | 3654
DLCMRAH36DAK | 36K BTU Multi-Zone Ductless Outdoor Heat Pump | 2445
DLCMRBH18BAK | 18K BTU Multi-Zone Ductless Outdoor Heat Pump | 1226
DLCMRBH36DAK | 36K BTU Multi-Zone Ductless Outdoor Heat Pump | 2242
DLCSRBH09AAK | 9K BTU Single Zone Ductless Outdoor Heat Pump | 816
DLCSRBH12AAK | 12K BTU Single Zone Ductless Outdoor Heat Pump | 840
DLCSRBH18AAK | 18K BTU Single Zone Ductless Outdoor Heat Pump | 1050
DLCSRBH24AAK | 24K BTU Ductless Outdoor Heat Pump | 1370
DLCURAH18ABK | 18K BTU Ductless Outdoor Heat Pump | 1204
DLCURAH24ABK | 24K BTU Ductless Outdoor Heat Pump | 1569
DLFEHBH12XAK | 12K BTU High Wall Ductless Indoor Heat Pump | 285
DLFEHBH24XAK | 24K BTU High Wall Ductless Indoor Heat Pump | 427
DLFLAAH36XAK | 3 Ton, Multi-Position, 21" Air Handler (R410A) | 1014
DLFLABH36XAK | 3 Ton, Multi-Position, 51" Air Handler (R410A) | 1166
DLFLABH48XAK | 4 Ton, Multi-Position, 21" Air Handler (R410A) | 1194
DLFLABH60XAK | 5 Ton, Multi-Position, 24.5" Air Handler (R410A) | 1335
DLFSABH18XBK | 1.5 Ton, Multi-Position, 51" Air Handler (R410A) | 1012
DLFSABH24XBK | 2 Ton, Multi-Position, 17.5" Air Handler (R410A) | 1031
DLFSABH30XBK | 2.5 Ton, Multi-Position, 17.5" Air Handler (R410A) | 1138
DLFSABH36XBK | 3 Ton, Multi-Position, 21" Air Handler (R410A) | 1179
DLFSHCH06XAK | 6K BTU High Wall Ductless Indoor Heat Pump | 350
DLFSHCH09XAK | 9K BTU High Wall Ductless Indoor Heat Pump | 313
DLFSHCH12XAK | 12K BTU High Wall Ductless Indoor Heat Pump | 324
DLFSHCH18XAK | 1.5 Ton, Multi-Position, 51" Air Handler | 406
DLFSHCH24XAK | 24K BTU High Wall Ductless Indoor Heat Pump | 529
DLFUAAH18XAK | 1.5 Ton, Multi-Position, 14.5" Air Handler (R410A) | 1012
DLFUAAH24XAK | 2 Ton, Multi-Position, 14.5" Air Handler (R410A) | 1031
DLFUAAH30XAK | 2.5 Ton, Multi-Position, 14.5" Air Handler (R410A) | 1138
DLFUAAH36XAK | 3 Ton, Multi-Position, 14.5" Air Handler (R410A) | 1179
DLFUAAH48XAK | 4 Ton, Multi-Position, 27" Air Handler (R410A) | 1194
DLFUAAH60XAK | 5 Ton, Multi-Position, 14.5" Air Handler (R410A) | 1335
E7ED-010 | 10kW, 35K BTU, Downflow Electric Furnace | 683
EAM4X18L14A | 1.5 Ton, Multi-Position, 14" Cased A-Coil (R410A) | 234
EAM4X19L17A | 1.5 Ton, Multi-Position, 17.5" Cased A-Coil (R410A) | 281
EAM4X24L14A | 2 Ton, Multi-Position, 14" Cased A-Coil (R410A) | 242
EAM4X24L17A | 2 Ton, Multi-Position, 17.5" Cased A-Coil (R410A) | 243
EAM4X25L17A | 2 Ton, Multi-Position, 17.5" Cased A-Coil (R410A) | 300
EAM4X30L14A | 2.5 Ton, Multi-Position, 14" Cased A-Coil (R410A) | 253
EAM4X30L17A | 2.5 Ton, Multi-Position, 17.5" Cased A-Coil (R410A) | 251
EAM4X36L17A | 3 Ton, Multi-Position, 17.5" Cased A-Coil (R410A) | 273
EAM4X37L17A | 3 Ton, Multi-Position, 17.5" Cased A-Coil (R410A) | 287
EAM4X37L21A | 3 Ton, Multi-Position, 21" Cased A-Coil (R410A) | 321
EAM4X42L21A | 3.5 Ton, Multi-Position, 21" Cased A-Coil (R410A) | 278
EAM4X43L21A | 3.5 Ton, Multi-Position, 21" Cased A-Coil (R410A) | 321
EAM4X48L21A | 4 Ton, Multi-Position, 21" Cased A-Coil (R410A) | 313
EAM4X60L21A | 5 Ton, Multi-Position, 21" Cased A-Coil (R410A) | 332
EAM4X60L24A | 5 Ton, Multi-Position, 24.5" Cased A-Coil (R410A) | 358
EAM4X61L21A | 5 Ton, Multi-Position, 21" Cased A-Coil (R410A) | 288
EAM4X61L24A | 5 Ton, Multi-Position, 24.5" Cased A-Coil (R410A) | 348
EHC05BKB | 5kW, 230V, 60Hz, Electric Heat Kit w/ Circuit Breaker | 118
EHC05BKN | 5kW, 230V, 60Hz, Electric Heat Kit | 80
EHC05CKB | 8kW, 230V, 60Hz, Electric Heat Kit w/ Circuit Breaker | 147
EHC05CKN | 5kW, 230V, 60Hz, Electric Heat Kit | 99
EHC07BKB | 8kW, 230V, 60Hz, Electric Heat Kit w/ Circuit Breaker | 135
EHC07BKN | 8kW, 230V, 60Hz, Electric Heat Kit | 91
EHC07CKB | 8kW, 230V, 60Hz, Electric Heat Kit w/ Circuit Breaker | 151
EHC07CKN | 8kW, 230V, 60Hz, Electric Heat Kit | 100
EHC10BKB | 10kW, 230V, 60Hz, Electric Heat Kit w/ Circuit Breaker | 137
EHC10BKN | 10kW, 230V, 60Hz, Electric Heat Kit | 96
EHC10CKB | 10kW, 230V, 60Hz, Electric Heat Kit w/ Circuit Breaker | 153
EHC10CKN | 10kW, 230V, 60Hz, Electric Heat Kit | 104
EHC15BKB | 15kW, 230V, 60Hz, Electric Heat Kit w/ Circuit Breaker | 228
EHC15BKF | 15kW, 230V, 60Hz, Electric Heat Kit | 199
EHC20BKB | 20kW, 230V, 60Hz, Electric Heat Kit w/ Circuit Breaker | 305
EHC20BKF | 20kW, 230V, 60Hz, Electric Heat Kit | 267
EHD4X24AAL | 2 Ton, Upflow/Downflow, 12" Cased Slab Coil (R410A) | 530
EHD4X30AAL | 2.5 Ton, Upflow/Downflow, 12" Cased Slab Coil (R410A) | 543
EHD4X36AAL | 3 Ton, Upflow/Downflow, 12" Cased Slab Coil (R410A) | 564
EHD4X42AAL | 3.5 Ton, Upflow/Downflow, 12" Cased Slab Coil (R410A) | 623
EHD4X48AAL | 4 Ton, Upflow/Downflow, 12" Cased Slab Coil (R410A) | 656
EHD4X60AAL | 5 Ton, Upflow/Downflow, 12" Cased Slab Coil (R410A) | 726
EHK205B | 5kW Electric Heater Kit, 230/1/60 with Circuit Breaker | 92.78
EHK208B | 7.5kW Electric Heater Kit, 230/1/60 with Circuit Breaker | 103.27
EHKMA05KN | 5kW, 230V, 60Hz, Electric Heat Kit | 203
EHKMB08KN | 8kW, 230V, 60Hz, Electric Heat Kit | 238
END4X18L14A | 1.5 Ton, Upflow/Downflow, 14" Cased N-Coil (R410A) | 186
END4X19L17A | 1.5 Ton, Upflow/Downflow, 17.5" Cased N-Coil (R410A) | 218
END4X24L14A | 2 Ton, Upflow/Downflow, 14" Cased N-Coil (R410A) | 192
END4X24L17A | 2 Ton, Upflow/Downflow, 17.5" Cased N-Coil (R410A) | 197
END4X30L14A | 2.5 Ton, Upflow/Downflow, 14" Cased N-Coil (R410A) | 230
END4X30L17A | 2.5 Ton, Upflow/Downflow, 17.5" Cased N-Coil (R410A) | 230
END4X31L17A | 2.5 Ton, Upflow/Downflow, 17.5" Cased N-Coil (R410A) | 254
END4X36L17A | 3 Ton, Upflow/Downflow, 17.5" Cased N-Coil (R410A) | 235
END4X36L21A | 3 Ton, Upflow/Downflow, 21" Cased N-Coil (R410A) | 238
END4X37L17A | 3 Ton, Upflow/Downflow, 17.5" Cased N-Coil (R410A) | 265
END4X42L17A | 3.5 Ton, Upflow/Downflow, 17.5" Cased N-Coil (R410A) | 250
END4X42L21A | 3.5 Ton, Upflow/Downflow, 21" Cased N-Coil (R410A) | 250
END4X43L24A | 3.5 Ton, Upflow/Downflow, 24.5" Cased N-Coil (R410A) | 292
END4X48L21A | 4 Ton, Upflow/Downflow, 21" Cased N-Coil (R410A) | 308
END4X48L24A | 4 Ton, Upflow/Downflow, 24.5" Cased N-Coil (R410A) | 308
END4X60L24A | 5 Ton, Upflow/Downflow, 24.5" Cased N-Coil (R410A) | 326
END4X61L24A | 5 Ton, Upflow/Downflow, 24.5" Cased N-Coil (R410A) | 370
ENH4X24L17A | 2 Ton, Horizontal, 17.5" Cased N-Coil (R410A) | 181
ENH4X30L17A | 2.5 Ton, Horizontal, 17.5" Cased N-Coil (R410A) | 185
ENH4X31L17A | 2.5 Ton, Horizontal, 17.5" Cased N-Coil (R410A) | 277
ENH4X36L17A | 3 Ton, Horizontal, 17.5" Cased N-Coil (R410A) | 215
ENH4X42L21A | 3.5 Ton, Horizontal, 21" Cased N-Coil (R410A) | 238
ENH4X43L21A | 3.5 Ton, Horizontal, 21" Cased N-Coil (R410A) | 291
ENH4X48L21A | 4 Ton, Horizontal, 21" Cased N-Coil (R410A) | 340
ENH4X60L24A | 5 Ton, Horizontal, 24.5" Cased N-Coil (R410A) | 368
ENH4X61L24A | 5 Ton, Horizontal, 24.5" Cased N-Coil (R410A) | 397
ESD4X24M14A | 2 Ton, Upflow/Downflow, 14" Cased Slope Coil (R410A) | 530
EVD4X18M14A | 1.5 Ton, Upflow/Downflow, 14" Cased V-Coil (R410A) | 186
EVD4X19M17A | 1.5 Ton, Upflow/Downflow, 17.5" Cased V-Coil (R410A) | 218
EVD4X24M14A | 2 Ton, Upflow/Downflow, 14" Cased V-Coil (R410A) | 193
EVD4X24M17A | 2 Ton, Upflow/Downflow, 17.5" Cased V-Coil (R410A) | 197
EVD4X25M17A | 2 Ton, Upflow/Downflow, 17.5" Cased V-Coil (R410A) | 233
EVD4X30M14A | 2.5 Ton, Upflow/Downflow, 14" Cased V-Coil (R410A) | 231
EVD4X30M17A | 2.5 Ton, Upflow/Downflow, 17.5" Cased V-Coil (R410A) | 231
EVD4X31M17A | 2.5 Ton, Upflow/Downflow, 17.5" Cased V-Coil (R410A) | 254
EVD4X36M17A | 3 Ton, Upflow/Downflow, 17.5" Cased V-Coil (R410A) | 235
EVD4X36M21A | 3 Ton, Upflow/Downflow, 21" Cased V-Coil (R410A) | 238
EVD4X37M21A | 3 Ton, Upflow/Downflow, 21" Cased V-Coil (R410A) | 265
EVD4X38M17A | 3 Ton, Upflow/Downflow, 17.5" Cased V-Coil (R410A) | 279
EVD4X42M17A | 3.5 Ton, Upflow/Downflow, 17.5" Cased V-Coil (R410A) | 250
EVD4X42M21A | 3.5 Ton, Upflow/Downflow, 21" Cased V-Coil (R410A) | 250
EVD4X42M24A | 3.5 Ton, Upflow/Downflow, 24.5" Cased V-Coil (R410A) | 292
EVD4X48M21A | 4 Ton, Upflow/Downflow, 21" Cased V-Coil (R410A) | 309
EVD4X48M24A | 4 Ton, Upflow/Downflow, 24.5" Cased V-Coil (R410A) | 308
EVD4X49M24A | 4 Ton, Upflow/Downflow, 24.5" Cased V-Coil (R410A) | 350
EVD4X60M24A | 5 Ton, Upflow/Downflow, 24.5" Cased V-Coil (R410A) | 326
EVD4X61M24A | 5 Ton, Upflow/Downflow, 24.5" Cased V-Coil (R410A) | 370
EVM4X24M14A | 2 Ton, Multi-Position, 14" Cased V-Coil (R410A) | 172
EVM4X24M17A | 2 Ton, Multi-Position, 17.5" Cased V-Coil (R410A) | 174
EVM4X25M17A | 2 Ton, Multi-Position, 17.5" Cased V-Coil (R410A) | 232
EVM4X30M17A | 2.5 Ton, Multi-Position, 17.5" Cased V-Coil (R410A) | 182
EVM4X31M17A | 2.5 Ton, Multi-Position, 17.5" Cased V-Coil (R410A) | 271
EVM4X32M17A | 2.5 Ton, Multi-Position, 17.5" Cased V-Coil (R410A) | 297
EVM4X36M17A | 3 Ton, Multi-Position, 17.5" Cased V-Coil (R410A) | 210
EVM4X42M21A | 3.5 Ton, Multi-Position, 21" Cased V-Coil (R410A) | 240
EVM4X43M21A | 3.5 Ton, Multi-Position, 21" Cased V-Coil (R410A) | 291
EVM4X44M21A | 3.5 Ton, Multi-Position, 21" Cased V-Coil (R410A) | 336
EVM4X48M21A | 4 Ton, Multi-Position, 21" Cased V-Coil (R410A) | 340
EVM4X49M21A | 4 Ton, Multi-Position, 21" Cased V-Coil (R410A) | 370
EVM4X60M21A | 5 Ton, Multi-Position, 21" Cased V-Coil (R410A) | 368
EVM4X60M24A | 5 Ton, Upflow/Downflow, 24.5" Cased V-Coil (R410A) | 368
EVM4X61M24A | 5 Ton, Upflow/Downflow, 24.5" Cased V-Coil (R410A) | 397
F96VTN0401410A | 96% AFUE, 40K BTU, 1000 CFM, 14.2" Two-Stage Gas Furnace | 2094
F96VTN0401410B | 96% AFUE, 40K BTU, 1000 CFM, 14.2" Two-Stage Gas Furnace | 2094
F96VTN0401712A | 96% AFUE, 40K BTU, 1200 CFM, 17.5" Two-Stage Gas Furnace | 2125
F96VTN0401712B | 96% AFUE, 40K BTU, 1200 CFM, 17.5" Two-Stage Gas Furnace | 2125
F96VTN0601412A | 96% AFUE, 60K BTU, 1200 CFM, 14.2" Two-Stage Gas Furnace | 2188
F96VTN0601412B | 96% AFUE, 60K BTU, 1200 CFM, 14.2" Two-Stage Gas Furnace | 2188
F96VTN0601716A | 96% AFUE, 60K BTU, 1400 CFM, 17.5" Two-Stage Gas Furnace | 2250
F96VTN0601716B | 96% AFUE, 60K BTU, 1600 CFM, 17.5" Two-Stage Gas Furnace | 2250
F96VTN0801716A | 96% AFUE, 80K BTU, 1600 CFM, 17.5" Two-Stage Gas Furnace | 2313
F96VTN0801716B | 96% AFUE, 80K BTU, 1600 CFM, 17.5" Two-Stage Gas Furnace | 2313
F96VTN0802120A | 96% AFUE, 80K BTU, 2000 CFM, 21" Two-Stage Gas Furnace | 2350
F96VTN0802120B | 96% AFUE, 80K BTU, 2000 CFM, 21" Two-Stage Gas Furnace | 2350
F96VTN1002120A | 96% AFUE, 100K BTU, 2000 CFM, 21" Two-Stage Gas Furnace | 2419
F96VTN1002120B | 96% AFUE, 100K BTU, 2000 CFM, 21" Two-Stage Gas Furnace | 2419
F96VTN1002122A | 96% AFUE, 100K BTU, 2200 CFM, 21" Two-Stage Gas Furnace | 2684
F96VTN1002122B | 96% AFUE, 100K BTU, 2200 CFM, 21" Two-Stage Gas Furnace | 2684
F96VTN1202422A | 96% AFUE, 120K BTU, 2200 CFM, 24.5" Two-Stage Gas Furnace | 2571
F96VTN1202422B | 96% AFUE, 120K BTU, 2200 CFM, 24.5" Two-Stage Gas Furnace | 2571
FB4CNP025L00 | 2 Ton, Multi-Position, Air Handler (R410A) | 403
FB4CNP030L00 | 2.5 Ton, Multi-Position, Air Handler (R410A) | 431
FCM4X2400AL | 2 Ton, Multi-Position, 17.5" Air Handler (R410A) | 1582
FCM4X3600AL | 3 Ton, Multi-Position, 21" Air Handler (R410A) | 1744
FCM4X4800AL | 4 Ton, Multi-Position, 21" Air Handler (R410A) | 1949
FCM4X6000AL | 5 Ton, Multi-Position, 24.5" Air Handler (R410A) | 2102
FCMB4B36LOCA | 3 Ton, Multi-Position, 21" Air Handler (R410A) | 1661
FCMB4B48LOCA | 4 Ton, Multi-Position, 21" Air Handler (R410A) | 1856
FCMB4B60LODA | 5 Ton, Multi-Position, 24.5" Air Handler (R410A) | 2002
FCMB4X24LOBA | 2 Ton, Multi-Position, 17.5" Air Handler (R410A) | 1507
FE4ANB003L00 | 3 Ton, Multi-Position, 21" Air Handler (R410A) | 1540
FE4ANB005L00 | 4 Ton, Multi-Position, 21" Air Handler (R410A) | 1820
FE4ANB006L00 | 5 Ton, Multi-Position, 24.5" Air Handler (R410A) | 2102
FE4ANF002L00 | 2 Ton, Multi-Position, 17.5" Air Handler (R410A) | 1582
FE4ANF003L00 | 3 Ton, Multi-Position, 21" Air Handler (R410A) | 1744
FE4ANF005L00 | 4 Ton, Multi-Position, 21" Air Handler (R410A) | 1949
FE5ANB004L00 | 3 Ton, Upflow, 24.5" Air Handler (R410A) | 1750
FF-0501N05 | 5kW, 230V, 60Hz, Electric Heat Kit w/ Circuit Breaker | 100
FF-0801N08 | 8kW, 230V, 60Hz, Electric Heat Kit w/ Circuit Breaker | 90
FF-0901N10 | 10kW, 230V, 60Hz, Electric Heat Kit w/ Circuit Breaker | 94
FF-3001F15 | 15kW, 230V, 60Hz, Electric Heat Kit w/ Circuit Breaker | 268
FF-8501N05 | 5kW, 230V, 60Hz, Electric Heat Kit w/ Circuit Breaker | 117
FF2401C05 | 5kW, 230V, 60Hz, Electric Heat Kit w/ Circuit Breaker | 81
FF2501C08 | 8kW, 230V, 60Hz, Electric Heat Kit w/ Circuit Breaker | 107
FF2601C10 | 10kW, 230V, 60Hz, Electric Heat Kit w/ Circuit Breaker | 111
FF3101C15 | 15kW, 230V, 60Hz, Electric Heat Kit w/ Circuit Breaker | 168
FF3301C20 | 20kW, 230V, 60Hz, Electric Heat Kit w/ Circuit Breaker | 205.71
FF8401C05 | 5kW, 230V, 60Hz, Electric Heat Kit w/ Circuit Breaker | 89
FIR24WCX12BB | 2 Ton, Through Wall Air Conditioner (R410A) | 2100
FJ4DNXA18L00 | 1.5 Ton, Multi-Position, 14.5" Air Handler (R410A) | 389
FJ4DNXB24L00 | 2 Ton, Multi-Position, 17.5" Air Handler (R410A) | 423
FJ4DNXB30L00 | 2.5 Ton, Multi-Position, 17.5" Air Handler (R410A) | 453
FJ4DNXB36L00 | 3 Ton, Multi-Position, 17.5" Air Handler (R410A) | 481
FJ4DNXC42L00 | 3.5 Ton, Multi-Position, 21" Air Handler (R410A) | 580
FJ4DNXC48L00 | 4 Ton, Multi-Position, 21" Air Handler (R410A) | 607
FJ4DNXD60L00 | 5 Ton, Multi-Position, 24.5" Air Handler (R410A) | 607
FJMA4B60L0DB | 5 Ton, Multi-Position, 24.5" Air Handler (R410A) | 626
FJMA4X18L0AB | 1.5 Ton, Multi-Position, 14.5" Air Handler (R410A) | 389
FJMA4X24L0BC | 2 Ton, Multi-Position, 17.5" Air Handler (R410A) | 423
FJMA4X30L0BB | 2.5 Ton, Multi-Position, 17.5" Air Handler (R410A) | 453
FJMA4X36L0BB | 3 Ton, Multi-Position, 17.5" Air Handler (R410A) | 481
FJMA4X42L0CB | 3.5 Ton, Multi-Position, 21" Air Handler (R410A) | 580
FJMA4X48L0CB | 4 Ton, Multi-Position, 21" Air Handler (R410A) | 607
FJMA4X60L0DB | 5 Ton, Multi-Position, 24.5" Air Handler (R410A) | 607
FMA4P2400AL | 2 Ton, Upflow, 14.5" Air Handler (R410A) | 537
FMA4P3600AL | 3 Ton, Upflow, 14.5" Air Handler (R410A) | 612
FMA4X1800AL | 1 Ton, Upflow, 14.5" Air Handler (R410A) | 629
FMA4X2400AL | 2 Ton, Upflow, 14.5" Air Handler (R410A) | 671
FMA4X3000AL | 2.5 Ton, Upflow, 14.5" Air Handler (R410A) | 717
FMA4X3600AL | 3 Ton, Upflow, 14.5" Air Handler (R410A) | 765
FT4BNB60L000 | 5 Ton, Multi-Position, 17.5" Air Handler (R410A) | 1798
FT4BNBC36L00 | 3 Ton, Multi-Position, 21" Air Handler (R410A) | 1392
FT4BNBC48L00 | 4 Ton, Multi-Position, 21" Air Handler (R410A) | 1657
FT4BNBD60L00 | 5 Ton, Multi-Position, 24.5" Air Handler (R410A) | 1888
FT4BNXB24L00 | 2 Ton, Multi-Position, 17.5" Air Handler (R410A) | 1349
FT4BNXC36L00 | 3 Ton, Multi-Position, 21" Air Handler (R410A) | 1392
FT4BNXC48L00 | 4 Ton, Multi-Position, 21" Air Handler (R410A) | 1657
FTMA4B36L0CA | 3 Ton, Multi-Position, 17.5" Air Handler (R410A) | 1392
FTMA4B48L0CA | 4 Ton, Multi-Position, 17.5" Air Handler (R410A) | 1657
FTMA4B60L0DA | 5 Ton, Multi-Position, 17.5" Air Handler (R410A) | 1888
FTMA4X24L0BA | 2 Ton, Multi-Position, 17.5" Air Handler (R410A) | 1349
FV4CNB003L00 | 3 Ton, Multi-Position, 21" Air Handler (R410A) | 1379
FV4CNB005L00 | 4 Ton, Multi-Position, 21" Air Handler (R410A) | 1641
FV4CNB006L00 | 4 Ton, Multi-Position, 21" Air Handler (R410A) | 1869
FV4CNF002L00 | 2 Ton, Multi-Position, 21" Air Handler (R410A) | 1336
FV4CNF003L00 | 3 Ton, Multi-Position, 21" Air Handler (R410A) | 1538
FV4CNF005L00 | 4 Ton, Multi-Position, 21" Air Handler (R410A) | 1747
FVM4X2400BL | 2 Ton, Multi-Position, 17.5" Air Handler (R410A) | 1336
FVM4X3600BL | 3 Ton, Multi-Position, 17.5" Air Handler (R410A) | 1538
FVM4X4800BL | 4 Ton, Multi-Position, 17.5" Air Handler (R410A) | 1747
FVM4X6000BL | 5 Ton, Multi-Position, 17.5" Air Handler (R410A) | 1869
FX4DNF025L00 | 2 Ton, Multi-Position, Air Handler (R410A) | 403
FX4DNF031L00 | 2.5 Ton, Multi-Position, Air Handler (R410A) | 431
FX4DNF037L00 | 2.5 Ton, Multi-Position, Air Handler (R410A) | 431
FZ4ANP024L00 | 2 Ton, Multi-Position, Air Handler (R410A) | 403
G80VTL0451412A | 80% AFUE, 45K BTU, 1200 CFM, 14.2" Two-Stage Gas Furnace | 1407
G80VTL0701716A | 80% AFUE, 70K BTU, 1600 CFM, 17.5" Two-Stage Gas Furnace | 1427
G80VTL0902120A | 80% AFUE, 90K BTU, 2000 CFM, 21" Two-Stage Gas Furnace | 1608
G80VTL1102122A | 80% AFUE, 110K BTU, 2200 CFM, 21" Two-Stage Gas Furnace | 1642
G96VTN0401410A | 96% AFUE, 40K BTU, 1000 CFM, 14.2" Two-Stage Gas Furnace | 2094
G96VTN0401410B | 96% AFUE, 40K BTU, 1000 CFM, 14.2" Two-Stage Gas Furnace | 2094
G96VTN0401712A | 96% AFUE, 40K BTU, 1200 CFM, 17.5" Two-Stage Gas Furnace | 2125
G96VTN0401712B | 96% AFUE, 40K BTU, 1200 CFM, 17.5" Two-Stage Gas Furnace | 2125
G96VTN0601412A | 96% AFUE, 60K BTU, 1200 CFM, 14.2" Two-Stage Gas Furnace | 2188
G96VTN0601412B | 96% AFUE, 60K BTU, 1200 CFM, 14.2" Two-Stage Gas Furnace | 2188
G96VTN0601714A | 96% AFUE, 60K BTU, 1400 CFM, 17.5" Two-Stage Gas Furnace | 2250
G96VTN0601716B | 96% AFUE, 60K BTU, 1600 CFM, 17.5" Two-Stage Gas Furnace | 2250
G96VTN0801716A | 96% AFUE, 80K BTU, 1600 CFM, 17.5" Two-Stage Gas Furnace | 2313
G96VTN0801716B | 96% AFUE, 80K BTU, 1600 CFM, 17.5" Two-Stage Gas Furnace | 2313
G96VTN0802120A | 96% AFUE, 80K BTU, 2000 CFM, 21" Two-Stage Gas Furnace | 2350
G96VTN0802120B | 96% AFUE, 80K BTU, 2000 CFM, 21" Two-Stage Gas Furnace | 2350
G96VTN1002120A | 96% AFUE, 100K BTU, 2000 CFM, 21" Two-Stage Gas Furnace | 2419
G96VTN1002120B | 96% AFUE, 100K BTU, 2000 CFM, 21" Two-Stage Gas Furnace | 2419
G96VTN1002122A | 96% AFUE, 100K BTU, 2200 CFM, 21" Two-Stage Gas Furnace | 2684
G96VTN1002122B | 96% AFUE, 100K BTU, 2200 CFM, 21" Two-Stage Gas Furnace | 2684
G96VTN1202422A | 96% AFUE, 120K BTU, 2200 CFM, 24.5" Two-Stage Gas Furnace | 2571
G96VTN1202422B | 96% AFUE, 120K BTU, 2200 CFM, 24.5" Two-Stage Gas Furnace | 2571
GA4SAN41800N | 13.4 SEER2, 1.5 Ton, Air Conditioner (R410A) | 714
GA4SAN42400N | 13.4 SEER2, 2 Ton, Air Conditioner (R410A) | 727
GA4SAN43000N | 13.4 SEER2, 2.5 Ton, Air Conditioner (R410A) | 757
GA4SAN43600N | 13.4 SEER2, 3 Ton, Air Conditioner (R410A) | 849
GA4SAN44200N | 13.4 SEER2, 3.5 Ton, Air Conditioner (R410A) | 958
GA4SAN44800N | 13.4 SEER2, 4 Ton, Air Conditioner (R410A) | 1133
GA4SAN46000N | 13.4 SEER2, 5 Ton, Air Conditioner (R410A) | 1243
GA5SAN41800W | 14.3 SEER2, 1.5 Ton, Air Conditioner (R410A) | 749
GA5SAN42400W | 14.3 SEER2, 2 Ton, Air Conditioner (R410A) | 777
GA5SAN43000W | 14.3 SEER2, 2.5 Ton, Air Conditioner (R410A) | 796
GA5SAN43600W | 14.3 SEER2, 3 Ton, Air Conditioner (R410A) | 863
GA5SAN44200W | 14.3 SEER2, 3.5 Ton, Air Conditioner (R410A) | 995
GA5SAN44800W | 14.3 SEER2, 4 Ton, Air Conditioner (R410A) | 1201
GA5SAN44900W | 14.3 SEER2, 4 Ton, Air Conditioner (R410A) | 1493
GA5SAN46000W | 14.3 SEER2, 5 Ton, Air Conditioner (R410A) | 1352
GA5SAN46100W | 14.3 SEER2, 5 Ton, Air Conditioner (R410A) | 1647
GA7TAN42400W | 17 SEER2, 2 Ton, Air Conditioner (R410A) | 1859
GA7TAN43600W | 17 SEER2, 3 Ton, Air Conditioner (R410A) | 2321
GA7TAN44800W | 17 SEER2, 4 Ton, Air Conditioner (R410A) | 2935
GA7TAN46000W | 17 SEER2, 5 Ton, Air Conditioner (R410A) | 3455
GAS36G004HTS10 | 3 Ton, Ceiling Mount, Uncased Air Handler (R410A) | 720
GH5SAN41800A | 14.3 SEER2, 1.5 Ton, Heat Pump (R410A) | 971
GH5SAN42400A | 14.3 SEER2, 2 Ton, Heat Pump (R410A) | 985
GH5SAN43000A | 14.3 SEER2, 2.5 Ton, Heat Pump (R410A) | 1063
GH5SAN43600A | 14.3 SEER2, 3 Ton, Heat Pump (R410A) | 1153
GH5SAN44200A | 14.3 SEER2, 3.5 Ton, Heat Pump (R410A) | 1260
GH5SAN44800A | 14.3 SEER2, 4 Ton, Heat Pump (R410A) | 1289
GH5SAN46000A | 14.3 SEER2, 5 Ton, Heat Pump (R410A) | 1512
GH7TAN42400A | 17 SEER2, 2 Ton, Heat Pump (R410A) | 2770
GH7TAN43600A | 17 SEER2, 3 Ton, Heat Pump (R410A) | 3644
GH7TAN44800A | 17 SEER2, 4 Ton, Heat Pump (R410A) | 4344
GH7TAN46000A | 17 SEER2, 5 Ton, Heat Pump (R410A) | 4549
H4A6S18AKAWA | 16 SEER2, 1.5 Ton, Air Conditioner (R410A) | 1512
H4A6S24AKAWA | 16 SEER2, 2 Ton, Air Conditioner (R410A) | 1591
H4A6S30AKAWA | 16 SEER2, 2.5 Ton, Air Conditioner (R410A) | 1689
H4A6S36AKAWA | 16 SEER2, 3 Ton, Air Conditioner (R410A) | 1979
H4A6S42AKAWA | 16 SEER2, 3.5 Ton, Air Conditioner (R410A) | 2082
H4A6S48AKAWA | 16 SEER2, 4 Ton, Air Conditioner (R410A) | 2460
H4A6S49AKAWA | 16 SEER2, 4 Ton, Air Conditioner (R410A) | 3376
H4A6S60AKAWA | 16 SEER2, 5 Ton, Air Conditioner (R410A) | 2886
H4A6S61AKAWA | 16 SEER2, 5 Ton, Air Conditioner (R410A) | 3675
H4A7T24AKAWA | 17 SEER2, 2 Ton, Air Conditioner (R410A) | 1645
H4A7T36AKAWA | 17 SEER2, 3 Ton, Air Conditioner (R410A) | 1902
H4A7T48AKAWA | 17 SEER2, 4 Ton, Air Conditioner (R410A) | 2077
H4A7T60AKAWA | 17 SEER2, 5 Ton, Air Conditioner (R410A) | 2250
H4H7T24AKAAA | 17 SEER2, 2 Ton, Heat Pump (R410A) | 2399
H4H7T36AKAAA | 17 SEER2, 3 Ton, Heat Pump (R410A) | 2479
H4H7T48AKAAA | 17 SEER2, 4 Ton, Heat Pump (R410A) | 2599
H4H7T60AKAAA | 17 SEER2, 5 Ton, Heat Pump (R410A) | 2839
HK2-05B | 5kW, 230V, 60Hz, Electric Heat Kit w/ Circuit Breaker | 75
HK2-08B | 8kW, 230V, 60Hz, Electric Heat Kit w/ Circuit Breaker | 89
HK2-10B | 10kW, 230V, 60Hz, Electric Heat Kit w/ Circuit Breaker | 89
HVA924GKA | 19 SEER, 2 Ton, Air Conditioner (R410A) | 2093
HVA925GKA | 19 SEER, 2 Ton, Air Conditioner (R410A) | 3320
HVA936GKA | 19 SEER, 3 Ton, Air Conditioner (R410A) | 3756
HVA937GKA | 19 SEER, 3 Ton, Air Conditioner (R410A) | 4318
HVA948GKA | 19 SEER, 4 Ton, Air Conditioner (R410A) | 4024
HVA949GKA | 19 SEER, 4 Ton, Air Conditioner (R410A) | 4580
HVA960GKA | 19 SEER, 5 Ton, Air Conditioner (R410A) | 4654
HVH824GKA | 18 SEER, 2 Ton, Heat Pump (R410A) | 3407
HVH825GKA | 18 SEER, 2 Ton, Heat Pump (R410A) | 4177
HVH836GKA | 18 SEER, 3 Ton, Heat Pump (R410A) | 4689
HVH837GKA | 18 SEER, 3 Ton, Heat Pump (R410A) | 5267
HVH848GKA | 18 SEER, 4 Ton, Heat Pump (R410A) | 5064
HVH860GKA | 18 SEER, 5 Ton, Heat Pump (R410A) | 5502
KFFEH0501N05 | 5kW, 230V, 60Hz, Electric Heat Kit Non-Fused | 78
KFFEH0801N08 | 8kW, 230V, 60Hz, Electric Heat Kit Non-Fused | 106
KFFEH0901N10 | 10kW, 230V, 60Hz, Electric Heat Kit Non-Fused | 107
KFFEH2401C05 | 5kW, 230V, 60Hz, Electric Heat Kit w/ Circuit Breaker | 118
KFFEH2501C08 | 8kW, 230V, 60Hz, Electric Heat Kit w/ Circuit Breaker | 141
KFFEH2601C10 | 10kW, 230V, 60Hz, Electric Heat Kit w/ Circuit Breaker | 144
KFFEH3001F15 | 15kW, 230V, 60Hz, Electric Heat Kit w/ Fuse | 199
KFFEH3101C15 | 15kW, 230V, 60Hz, Electric Heat Kit w/ Circuit Breaker | 240
KFFEH3301C20 | 20kW, 230V, 60Hz, Electric Heat Kit w/ Circuit Breaker | 305
KFFEH8401C05 | 5kW, 230V, 60Hz, Electric Heat Kit w/ Circuit Breaker | 147
KFFEH8501C08 | 8kW, 230V, 60Hz, Electric Heat Kit w/ Circuit Breaker | 161
KFFEH8501N05 | 5kW, 230V, 60Hz, Electric Heat Kit Non-Fused | 89
KFFEH8601C10 | 10kW, 230V, 60Hz, Electric Heat Kit w/ Circuit Breaker | 166
M60E679N | 5 Ton, Upflow/Downflow, Uncased A-Coil (R410A) | 812
N4A336GHB | 13 SEER, 3 Ton, Air Conditioner (R410A) | 1314
N4A5S18AKAWA | 14.3 SEER2, 1.5 Ton, Air Conditioner (R410A) | 1520
N4A5S24AKAWA | 14.3 SEER2, 2 Ton, Air Conditioner (R410A) | 1604
N4A5S30AKAWA | 14.3 SEER2, 2.5 Ton, Air Conditioner (R410A) | 1741
N4A5S36AKAWA | 14.3 SEER2, 3 Ton, Air Conditioner (R410A) | 1927
N4A5S42AKAWA | 14.3 SEER2, 3.5 Ton, Air Conditioner (R410A) | 2101
N4A5S48AKAWA | 14.3 SEER2, 4 Ton, Air Conditioner (R410A) | 2350
N4A5S60AKAWA | 14.3 SEER2, 5 Ton, Air Conditioner (R410A) | 2752
N4H5S18AKAAA | 14.3 SEER2, 1.5 Ton, Heat Pump (R410A) | 1775
N4H5S24AKAAA | 14.3 SEER2, 2 Ton, Heat Pump (R410A) | 1977
N4H5S30AKAAA | 14.3 SEER2, 2.5 Ton, Heat Pump (R410A) | 2222
N4H5S36AKAAA | 14.3 SEER2, 3 Ton, Heat Pump (R410A) | 2340
N4H5S42AKAAA | 14.3 SEER2, 3.5 Ton, Heat Pump (R410A) | 2664
N4H5S48AKAAA | 14.3 SEER2, 4 Ton, Heat Pump (R410A) | 2938
N4H5S60AKAAA | 14.3 SEER2, 5 Ton, Heat Pump (R410A) | 3438
N80ESL0451412A | 80% AFUE, 45K BTU, 1200 CFM, 14.2" Single Stage Gas Furnace | 525
N80ESL0451712A | 80% AFUE, 45K BTU, 1200 CFM, 17.5" Single Stage Gas Furnace | 525
N80ESL0701412A | 80% AFUE, 70K BTU, 1200 CFM, 14.2" Single Stage Gas Furnace | 530
N80ESL0701712A | 80% AFUE, 70K BTU, 1200 CFM, 17.5" Single Stage Gas Furnace | 540
N80ESL0701716A | 80% AFUE, 70K BTU, 1600 CFM, 17.5" Single Stage Gas Furnace | 550
N80ESL0702116A | 80% AFUE, 70K BTU, 1600 CFM, 21" Single Stage Gas Furnace | 556
N80ESL0901714A | 80% AFUE, 90K BTU, 1400 CFM, 17.5" Single Stage Gas Furnace | 536
N80ESL0902116A | 80% AFUE, 90K BTU, 1600 CFM, 21" Single Stage Gas Furnace | 542
N80ESL0902120A | 80% AFUE, 90K BTU, 2000 CFM, 21" Single Stage Gas Furnace | 530
N80ESL1102120A | 80% AFUE, 110K BTU, 2000 CFM, 21" Single Stage Gas Furnace | 548
N80ESL1102420A | 80% AFUE, 110K BTU, 2000 CFM, 24.5" Single Stage Gas Furnace | 548
N80ESL1352420A | 80% AFUE, 135K BTU, 2000 CFM, 24.5" Single Stage Gas Furnace | 552
N80ESL1552420A | 80% AFUE, 155K BTU, 2000 CFM, 24.5" Single Stage Gas Furnace | 570
N80ESN0451412A | 80% AFUE, 45K BTU, 1200 CFM, 14.2" Single Stage Gas Furnace | 502
N80ESN0451712A | 80% AFUE, 45K BTU, 1200 CFM, 17.5" Single Stage Gas Furnace | 496
N80ESN0701412A | 80% AFUE, 70K BTU, 1200 CFM, 14.2" Single Stage Gas Furnace | 500
N80ESN0701712A | 80% AFUE, 70K BTU, 1200 CFM, 17.5" Single Stage Gas Furnace | 506
N80ESN0701716A | 80% AFUE, 70K BTU, 1600 CFM, 17.5" Single Stage Gas Furnace | 527
N80ESN0702116A | 80% AFUE, 70K BTU, 1600 CFM, 21" Single Stage Gas Furnace | 532
N80ESN0901714A | 80% AFUE, 90K BTU, 1400 CFM, 17.5" Single Stage Gas Furnace | 513
N80ESN0902116A | 80% AFUE, 90K BTU, 1600 CFM, 21" Single Stage Gas Furnace | 515
N80ESN0902120A | 80% AFUE, 90K BTU, 2000 CFM, 21" Single Stage Gas Furnace | 519
N80ESN0902420A | 80% AFUE, 90K BTU, 2000 CFM, 24.5" Single Stage Gas Furnace | 536
N80ESN1102120A | 80% AFUE, 110K BTU, 2000 CFM, 21" Single Stage Gas Furnace | 536
N80ESN1102420A | 80% AFUE, 110K BTU, 2000 CFM, 24.5" Single Stage Gas Furnace | 542
N80ESN1352420A | 80% AFUE, 135K BTU, 2000 CFM, 24.5" Single Stage Gas Furnace | 548
N80ESN1552420A | 80% AFUE, 155K BTU, 2000 CFM, 24.5" Single Stage Gas Furnace | 564
N80VSL0451412A | 80% AFUE, 45K BTU, 1200 CFM, 14.2" Single Stage Gas Furnace | 839
N80VSL0701416A | 80% AFUE, 45K BTU, 1600 CFM, 14.2" Single Stage Gas Furnace | 842
N80VSL0701716A | 80% AFUE, 70K BTU, 1600 CFM, 17.5" Single Stage Gas Furnace | 846
N80VSL0702120A | 80% AFUE, 70K BTU, 2000 CFM, 21" Single Stage Gas Furnace | 846
N80VSL0902120A | 80% AFUE, 90K BTU, 2000 CFM, 21" Single Stage Gas Furnace | 937
N80VSL0902420A | 80% AFUE, 90K BTU, 2000 CFM, 24.5" Single Stage Gas Furnace | 937
N80VSL1102422A | 80% AFUE, 110K BTU, 2200 CFM, 24.5" Single Stage Gas Furnace | 955
N92ESN0401410A | 92% AFUE, 40K BTU, 1000 CFM, 14.2" Single Stage Gas Furnace | 579
N92ESN0401712A | 92% AFUE, 40K BTU, 1200 CFM, 17.5" Single Stage Gas Furnace | 579
N92ESN0601412A | 92% AFUE, 60K BTU, 1200 CFM, 14.2" Single Stage Gas Furnace | 622
N92ESN0601714A | 92% AFUE, 60K BTU, 1400 CFM, 17.5" Single Stage Gas Furnace | 648
N92ESN0801716A | 92% AFUE, 80K BTU, 1600 CFM, 17.5" Single Stage Gas Furnace | 709
N92ESN0802120A | 92% AFUE, 80K BTU, 2000 CFM, 21" Single Stage Gas Furnace | 763
N92ESN1002120A | 92% AFUE, 100K BTU, 2000 CFM, 21" Single Stage Gas Furnace | 783
N92ESN1002122A | 92% AFUE, 100K BTU, 2200 CFM, 21" Single Stage Gas Furnace | 793
N92ESN1202420A | 92% AFUE, 120K BTU, 2000 CFM, 24.5" Single Stage Gas Furnace | 817
N95ESN0261410A | 95% AFUE, 26K BTU, 1000 CFM, 14.2" Single Stage Gas Furnace | 601
N95ESN0401410A | 95% AFUE, 40K BTU, 1000 CFM, 14.2" Single Stage Gas Furnace | 618
N95ESN0401712A | 95% AFUE, 40K BTU, 1200 CFM, 17.5" Single Stage Gas Furnace | 617
N95ESN0601412A | 95% AFUE, 60K BTU, 1200 CFM, 14.2" Single Stage Gas Furnace | 650
N95ESN0601714A | 95% AFUE, 60K BTU, 1400 CFM, 17.5" Single Stage Gas Furnace | 689
N95ESN0801716A | 95% AFUE, 80K BTU, 1600 CFM, 17.5" Single Stage Gas Furnace | 747
N95ESN0802120A | 95% AFUE, 80K BTU, 2000 CFM, 21" Single Stage Gas Furnace | 802
N95ESN1002120A | 95% AFUE, 100K BTU, 2000 CFM, 21" Single Stage Gas Furnace | 821
N95ESN1002122A | 95% AFUE, 100K BTU, 2200 CFM, 21" Single Stage Gas Furnace | 878
N95ESN1202422A | 95% AFUE, 120K BTU, 2200 CFM, 24.5" Single Stage Gas Furnace | 902
N95ESN1402422A | 95% AFUE, 140K BTU, 2200 CFM, 24.5" Single Stage Gas Furnace | 926
NAVA43601CK | 3 Ton, Upflow/Downflow, 17.5" Uncased A-Coil (R410A) | 650
OBLAAB036098 | 86% AFUE, 98K BTU, Low-Boy, Single Stage Oil Furnace | 1419
OBLAAB042112 | 86% AFUE, 112K BTU, Low-Boy, Single Stage Oil Furnace | 1203.24
OBLAAB060154 | 86% AFUE, 154K BTU, Low-Boy, Single Stage Oil Furnace | 1839
OBMAAB036098 | 85% AFUE, 98K BTU, 1200 CFM, Single Stage Oil Furnace | 1202
OBMAAB042112 | 85% AFUE, 112K BTU, 1400 CFM, Single Stage Oil Furnace | 1364
OBMAAB060154 | 85% AFUE, 154K BTU, 2000 CFM, Single Stage Oil Furnace | 1582
OVLAAB036098 | 86% AFUE, 98K BTU, Low-Boy, Single Stage Oil Furnace | 1679
OVLAAB042112 | 86% AFUE, 112K BTU, Low-Boy, Single Stage Oil Furnace | 1807.3
OVLAAB060154 | 86% AFUE, 154K BTU, Low-Boy, Single Stage Oil Furnace | 2267
OVMAAB036098 | 86% AFUE, 98K BTU, 1200 CFM, Single Stage Oil Furnace | 1464
OVMAAB042112 | 86% AFUE, 112K BTU, 1400 CFM, Single Stage Oil Furnace | 1625
OVMAAB060154 | 86% AFUE, 154K BTU, 2000 CFM, Single Stage Oil Furnace | 1976
PA4GNAK24000 | 13.4 SEER2, 2 Ton, Packaged Air Conditioner (R410A) | 1770
PA4GNAK30000 | 13.4 SEER2, 2.5 Ton, Packaged Air Conditioner (R410A) | 1847
PA4GNAK36000 | 13.4 SEER2, 3 Ton, Packaged Air Conditioner (R410A) | 2262
PA4GNAK42000 | 13.4 SEER2, 3.5 Ton, Packaged Air Conditioner (R410A) | 2244
PA4GNAK48000 | 13.4 SEER2, 4 Ton, Packaged Air Conditioner (R410A) | 2337
PA4GNAK60000 | 13.4 SEER2, 5 Ton, Packaged Air Conditioner (R410A) | 2611
PA4SAN41800N | 13.4 SEER2, 1.5 Ton, Air Conditioner (R410A) | 714
PA4SAN42400N | 13.4 SEER2, 2 Ton, Air Conditioner (R410A) | 727
PA4SAN43000N | 13.4 SEER2, 2.5 Ton, Air Conditioner (R410A) | 757
PA4SAN43600N | 13.4 SEER2, 3 Ton, Air Conditioner (R410A) | 849
PA4SAN44200N | 13.4 SEER2, 3.5 Ton, Air Conditioner (R410A) | 958
PA4SAN44800N | 13.4 SEER2, 4 Ton, Air Conditioner (R410A) | 1133
PA4SAN46000N | 13.4 SEER2, 5 Ton, Air Conditioner (R410A) | 1243
PA4ZNK024000 | 13.4 SEER2, 2 Ton, Packaged Air Conditioner (R410A) | 1628
PA4ZNK030000 | 13.4 SEER2, 2.5 Ton, Packaged Air Conditioner (R410A) | 1671
PA4ZNK036000 | 13.4 SEER2, 3 Ton, Packaged Air Conditioner (R410A) | 1685
PA4ZNK042000 | 13.4 SEER2, 3.5 Ton, 40K BTU, Packaged Air Conditioner (R410A) | 1925
PA4ZNK048000 | 13.4 SEER2, 4 Ton, 60K BTU, Packaged Air Conditioner (R410A) | 2038
PA4ZNK060000 | 13.4 SEER2, 5 Ton, Packaged Air Conditioner (R410A) | 2380
PA5SAN41800W | 14.3 SEER2, 1.5 Ton, Air Conditioner (R410A) | 749
PA5SAN42400W | 14.3 SEER2, 2 Ton, Air Conditioner (R410A) | 777
PA5SAN43000W | 14.3 SEER2, 2.5 Ton, Air Conditioner (R410A) | 796
PA5SAN43600W | 14.3 SEER2, 3 Ton, Air Conditioner (R410A) | 863
PA5SAN44200W | 14.3 SEER2, 3.5 Ton, Air Conditioner (R410A) | 995
PA5SAN44800W | 14.3 SEER2, 4 Ton, Air Conditioner (R410A) | 1201
PA5SAN44900W | 14.3 SEER2, 4 Ton, Air Conditioner (R410A) | 1493
PA5SAN46000W | 14.3 SEER2, 5 Ton, Air Conditioner (R410A) | 1352
PA7TAN42400W | 17 SEER2, 2 Ton, Air Conditioner (R410A) | 1859
PA7TAN43600W | 17 SEER2, 3 Ton, Air Conditioner (R410A) | 2321
PA7TAN44800W | 17 SEER2, 4 Ton, Air Conditioner (R410A) | 2935
PA7TAN46000W | 17 SEER2, 5 Ton, Air Conditioner (R410A) | 3455
PAD424000K000K | 13.4 SEER2, 2 Ton, Packaged Air Conditioner (R410A) | 1770
PAD430000K000K | 13.4 SEER2, 2.5 Ton, Packaged Air Conditioner (R410A) | 1847
PAD436000K000K | 13.4 SEER2, 3 Ton, Packaged Air Conditioner (R410A) | 2262
PAD442000K000K | 13.4 SEER2, 3.5 Ton, Packaged Air Conditioner (R410A) | 2244
PAD448000K000K | 13.4 SEER2, 4 Ton, Packaged Air Conditioner (R410A) | 2337
PAD460000K000K | 13.4 SEER2, 5 Ton, Packaged Air Conditioner (R410A) | 2611
PAJ424000K000K | 14 SEER, 2 Ton, Packaged Air Conditioner (R410A) | 1628
PAJ430000K000K | 14 SEER, 2.5 Ton, Packaged Air Conditioner (R410A) | 1671
PAJ436000K000K | 14 SEER, 3 Ton, Packaged Air Conditioner (R410A) | 1685
PAJ442000K000K | 14 SEER, 3.5 Ton, Packaged Air Conditioner (R410A) | 1925
PAJ448000K000K | 14 SEER, 4 Ton, Packaged Air Conditioner (R410A) | 2038
PAJ460000K000K | 14 SEER, 5 Ton, Packaged Air Conditioner (R410A) | 2380
PE32936C145B1605AP | 3 Ton, 14" Cased Coil (R410A) | 550
PF4MNB031L00 | 2.5 Ton, Multi-Position, Air Handler (R410A) | 431
PF4MNXA18L00 | 1.5 Ton, Multi-Position, 14.5" Air Handler (R410A) | 389
PF4MNXB24L00 | 2 Ton, Multi-Position, 17.5" Air Handler (R410A) | 403
PF4MNXB25L00 | 2 Ton, Multi-Position, 17.5" Air Handler (R410A) | 423
PF4MNXB30L00 | 2.5 Ton, Multi-Position, 17.5" Air Handler (R410A) | 453
PF4MNXB36L00 | 3 Ton, Multi-Position, 17.5" Air Handler (R410A) | 481
PF4MNXC42L00 | 3.5 Ton, Multi-Position, 21" Air Handler (R410A) | 580
PF4MNXC48L00 | 4 Ton, Multi-Position, 21" Air Handler (R410A) | 607
PF4MNXD60L00 | 5 Ton, Multi-Position, 24.5" Air Handler (R410A) | 607
PG1K942D175B2205AP | ADP VERTICAL A COIL TXV CASED 17.50W X 22.5H HP (R410A) | 652.31
PG80ESUA36040B | 80% AFUE, 40K BTU, 1200 CFM, 17.5" Single Stage Gas Furnace | 935
PG80ESUA48060B | 80% AFUE, 60K BTU, 1600 CFM, 17.5" Single Stage Gas Furnace | 1050
PG80ESUA60080C | 80% AFUE, 80K BTU, 2000 CFM, 21" Single Stage Gas Furnace | 1182
PG80ESUA60100C | 80% AFUE, 100K BTU, 2000 CFM, 21" Single Stage Gas Furnace | 1292
PG80MSUA36040B | 80% AFUE, 40K BTU, 1200 CFM, 17.5" Single Stage Gas Furnace | 981
PG80MSUA48060B | 80% AFUE, 60K BTU, 1600 CFM, 17.5" Single Stage Gas Furnace | 1102
PG80MSUA60080C | 80% AFUE, 80K BTU, 2000 CFM, 21" Single Stage Gas Furnace | 1242
PG80MSUA60100C | 80% AFUE, 100K BTU, 2000 CFM, 21" Single Stage Gas Furnace | 1357
PG92ESAA30040A | 92% AFUE, 40K BTU, 1000 CFM, 14.2" Single Stage Gas Furnace | 579
PG92ESAA36040B | 92% AFUE, 40K BTU, 1200 CFM, 17.5" Single Stage Gas Furnace | 579
PG92ESAA36060A | 92% AFUE, 60K BTU, 1200 CFM, 14.2" Single Stage Gas Furnace | 622
PG92ESAA42060B | 92% AFUE, 60K BTU, 1400 CFM, 17.5" Single Stage Gas Furnace | 648
PG92ESAA48080B | 92% AFUE, 80K BTU, 1600 CFM, 17.5" Single Stage Gas Furnace | 709
PG92ESAA60080C | 92% AFUE, 80K BTU, 2000 CFM, 21" Single Stage Gas Furnace | 763
PG92ESAA60100C | 92% AFUE, 100K BTU, 2000 CFM, 21" Single Stage Gas Furnace | 783
PG92ESAA60120D | 92% AFUE, 120K BTU, 2000 CFM, 24.5" Single Stage Gas Furnace | 817
PG95ESAA30026A | 95% AFUE, 26K BTU, 1000 CFM, 14.2" Single Stage Gas Furnace | 601
PG95ESAA30040A | 95% AFUE, 40K BTU, 1000 CFM, 14.2" Single Stage Gas Furnace | 618
PG95ESAA36040B | 95% AFUE, 40K BTU, 1200 CFM, 17.5" Single Stage Gas Furnace | 617
PG95ESAA36060A | 95% AFUE, 60K BTU, 1200 CFM, 14.2" Single Stage Gas Furnace | 650
PG95ESAA42060B | 95% AFUE, 60K BTU, 1400 CFM, 17.5" Single Stage Gas Furnace | 689
PG95ESAA48080B | 95% AFUE, 80K BTU, 1600 CFM, 17.5" Single Stage Gas Furnace | 747
PG95ESAA60080C | 95% AFUE, 80K BTU, 2000 CFM, 21" Single Stage Gas Furnace | 802
PG95ESAA60100C | 95% AFUE, 100K BTU, 2000 CFM, 21" Single Stage Gas Furnace | 821
PG95ESAA66120D | 95% AFUE, 120K BTU, 2200 CFM, 24.5" Single Stage Gas Furnace | 902
PG95ESAA66140D | 95% AFUE, 140K BTU, 2200 CFM, 24.5" Single Stage Gas Furnace | 926
PG95ESUA36040B | 95% AFUE, 40K BTU, 1200 CFM, 17.5" Single Stage Gas Furnace | 1303
PG95ESUA48060B | 95% AFUE, 60K BTU, 1600 CFM, 17.5" Single Stage Gas Furnace | 1424
PG95ESUA60080C | 95% AFUE, 80K BTU, 2000 CFM, 21" Single Stage Gas Furnace | 1718
PG95ESUA60100C | 95% AFUE, 100K BTU, 2000 CFM, 21" Single Stage Gas Furnace | 2191
PG95MSUA36040B | 95% AFUE, 40K BTU, 1200 CFM, 17.5" Single Stage Gas Furnace | 1369
PG95MSUA48060B | 95% AFUE, 60K BTU, 1600 CFM, 17.5" Single Stage Gas Furnace | 1495
PG95MSUA60080C | 95% AFUE, 80K BTU, 2000 CFM, 21" Single Stage Gas Furnace | 1803
PG95MSUA60100C | 95% AFUE, 100K BTU, 2000 CFM, 21" Single Stage Gas Furnace | 2300
PGD424040K000K | 13.4 SEER2, 2 Ton, 40K BTU, Packaged Gas/Electric (R410A) | 1641
PGD424040K001K | 13.4 SEER2, 2 Ton, 40K BTU, Packaged Gas/Electric (R410A) | 1653
PGD424060K000K | 13.4 SEER2, 2 Ton, 60K BTU, Packaged Gas/Electric (R410A) | 1683
PGD424060K001K | 13.4 SEER2, 2 Ton, 60K BTU, Packaged Gas/Electric (R410A) | 1695
PGD430040K000K | 13.4 SEER2, 2.5 Ton, 40K BTU, Packaged Gas/Electric (R410A) | 1688
PGD430040K001K | 13.4 SEER2, 2.5 Ton, 40K BTU, Packaged Gas/Electric (R410A) | 1700
PGD430060K000K | 13.4 SEER2, 2.5 Ton, 60K BTU, Packaged Gas/Electric (R410A) | 1805
PGD430060K001K | 13.4 SEER2, 2.5 Ton, 60K BTU, Packaged Gas/Electric (R410A) | 1817
PGD436060K000K | 13.4 SEER2, 3 Ton, 60K BTU, Packaged Gas/Electric (R410A) | 1850
PGD436060K001K | 13.4 SEER2, 3 Ton, 60K BTU, Packaged Gas/Electric (R410A) | 1862
PGD436060K002K | 13.4 SEER2, 3 Ton, 60K BTU, Packaged Gas/Electric (R410A) | 2169
PGD436090K000K | 13.4 SEER2, 3 Ton, 90K BTU, Packaged Gas/Electric (R410A) | 1923
PGD436090K001K | 13.4 SEER2, 3 Ton, 90K BTU, Packaged Gas/Electric (R410A) | 1934
PGD442060K000K | 13.4 SEER2, 3.5 Ton, 60K BTU, Packaged Gas/Electric (R410A) | 2029
PGD442060K001K | 13.4 SEER2, 3.5 Ton, 60K BTU, Packaged Gas/Electric (R410A) | 2040
PGD442090K000K | 13.4 SEER2, 3.5 Ton, 90K BTU, Packaged Gas/Electric (R410A) | 2048
PGD442090K001K | 13.4 SEER2, 3.5 Ton, 90K BTU, Packaged Gas/Electric (R410A) | 2059
PGD448090K000K | 13.4 SEER2, 4 Ton, 90K BTU, Packaged Gas/Electric (R410A) | 2421
PGD448090K001K | 13.4 SEER2, 4 Ton, 90K BTU, Packaged Gas/Electric (R410A) | 2433
PGD448115K001K | 13.4 SEER2, 4 Ton, 115K BTU, Packaged Gas/Electric (R410A) | 2440
PGD448130K000K | 13.4 SEER2, 4 Ton, 130K BTU, Packaged Gas/Electric (R410A) | 2465
PGD448130K001K | 13.4 SEER2, 4 Ton, 130K BTU, Packaged Gas/Electric (R410A) | 2477
PGD460090K000K | 13.4 SEER2, 5 Ton, 90K BTU, Packaged Gas/Electric (R410A) | 2537
PGD460090K001K | 13.4 SEER2, 5 Ton, 90K BTU, Packaged Gas/Electric (R410A) | 2548
PGD460115K000K | 13.4 SEER2, 5 Ton, 115K BTU, Packaged Gas/Electric (R410A) | 2657
PGD460115K001K | 13.4 SEER2, 5 Ton, 115K BTU, Packaged Gas/Electric (R410A) | 2668
PGD460130K000K | 13.4 SEER2, 5 Ton, 130K BTU, Packaged Gas/Electric (R410A) | 2730
PGD460130K001K | 13.4 SEER2, 5 Ton, 130K BTU, Packaged Gas/Electric (R410A) | 2742
PH14NB024P00 | 14 SEER, 2 Ton, Heat Pump (R410A) | 938
PH14NB024P0G | 14 SEER, 2 Ton, Heat Pump (R410A) | 938
PH14NB030P00 | 14 SEER, 2.5 Ton, Heat Pump (R410A) | 1012
PH14NB030P0G | 14 SEER, 2.5 Ton, Heat Pump (R410A) | 1012
PH15NB02400G | 15 SEER, 2 Ton, Heat Pump (R410A) | 938
PH4GNAK24000 | 13.4 SEER2, 2 Ton, Packaged Heat Pump (R410A) | 1821
PH4GNAK30000 | 13.4 SEER2, 2.5 Ton, Packaged Heat Pump (R410A) | 1925
PH4GNAK36000 | 13.4 SEER2, 3 Ton, Packaged Heat Pump (R410A) | 1947
PH4GNAK42000 | 13.4 SEER2, 3.5 Ton, Packaged Heat Pump (R410A) | 2149
PH4GNAK48000 | 13.4 SEER2, 4 Ton, Packaged Heat Pump (R410A) | 2297
PH4GNAK60000 | 13.4 SEER2, 5 Ton, Packaged Heat Pump (R410A) | 2619
PH4ZNK024000 | 13.4 SEER2, 2 Ton, Packaged Heat Pump (R410A) | 1860
PH4ZNK030000 | 13.4 SEER2, 2.5 Ton, Packaged Heat Pump (R410A) | 1929
PH4ZNK036000 | 13.4 SEER2, 3 Ton, Packaged Heat Pump (R410A) | 2099
PH4ZNK042000 | 13.4 SEER2, 3.5 Ton, Packaged Heat Pump (R410A) | 2192
PH4ZNK048000 | 13.4 SEER2, 4 Ton, Packaged Heat Pump (R410A) | 2478
PH4ZNK060000 | 13.4 SEER2, 5 Ton, Packaged Heat Pump (R410A) | 2627
PH5SAN41800A | 14.3 SEER2, 1.5 Ton, Heat Pump (R410A) | 971
PH5SAN42400A | 14.3 SEER2, 2 Ton, Heat Pump (R410A) | 985
PH5SAN43000A | 14.3 SEER2, 2.5 Ton, Heat Pump (R410A) | 1063
PH5SAN43600A | 14.3 SEER2, 3 Ton, Heat Pump (R410A) | 1153
PH5SAN44200A | 14.3 SEER2, 3.5 Ton, Heat Pump (R410A) | 1260
PH5SAN44800A | 14.3 SEER2, 4 Ton, Heat Pump (R410A) | 1289
PH5SAN46000A | 14.3 SEER2, 5 Ton, Heat Pump (R410A) | 1512
PH7TAN42400A | 17 SEER2, 2 Ton, Heat Pump (R410A) | 2770
PH7TAN43600A | 17 SEER2, 3 Ton, Heat Pump (R410A) | 3644
PH7TAN44800A | 17 SEER2, 4 Ton, Heat Pump (R410A) | 4344
PH7TAN46000A | 17 SEER2, 5 Ton, Heat Pump (R410A) | 4549
PHD424000K000K | 13.4 SEER2, 2 Ton, Packaged Heat Pump (R410A) | 1821
PHD430000K000K | 13.4 SEER2, 2.5 Ton, Packaged Heat Pump (R410A) | 1925
PHD436000K000K | 13.4 SEER2, 3 Ton, Packaged Heat Pump (R410A) | 1947
PHD442000K000K | 13.4 SEER2, 3.5 Ton, Packaged Heat Pump (R410A) | 2149
PHD448000K000K | 13.4 SEER2, 4 Ton, Packaged Heat Pump (R410A) | 2297
PHD460000K000K | 13.4 SEER2, 5 Ton, Packaged Heat Pump (R410A) | 2619
PHJ424000K000K | 14.5 SEER, 2 Ton, Packaged Heat Pump (R410A) | 1860
PHJ430000K000K | 14.5 SEER, 2.5 Ton, Packaged Heat Pump (R410A) | 1929
PHJ436000K000K | 14.5 SEER, 3 Ton, Packaged Heat Pump (R410A) | 2099
PHJ442000K000K | 14.5 SEER, 3.5 Ton, Packaged Heat Pump (R410A) | 2192
PHJ448000K000K | 14.5 SEER, 4 Ton, Packaged Heat Pump (R410A) | 2478
PHJ460000K000K | 14.5 SEER, 5 Ton, Packaged Heat Pump (R410A) | 2627
PL36H175P15935 | 3 Ton, Horizontal Plenum, 17.5" Cased Coil (R410A) | 551
PL36H175P15935N | 3 Ton, Horizontal Plenum, 35" Cased Coil (R410A) | 582
PL48H210P75935 | 4 Ton, Horizontal Plenum, 21" Cased Coil (R410A) | 551
PL60H210P19935 | 5 Ton, Horizontal Plenum, 21" Cased Coil (R410A) | 551
PY4GNAE42090--TP | 14 SEER, 3.5 Ton, 90K BTU, Packaged Gas/Electric (R410A) | 2491
PY4GNAK24040 | 13.4 SEER2, 2 Ton, 40K BTU, Packaged Gas/Electric (R410A) | 1641
PY4GNAK24040N | 13.4 SEER2, 2 Ton, 40K BTU, Packaged Gas/Electric (R410A) | 1653
PY4GNAK24040U | 13.4 SEER2, 2 Ton, 40K BTU, Packaged Gas/Electric (R410A) | 1967
PY4GNAK24060 | 13.4 SEER2, 2 Ton, 60K BTU, Packaged Gas/Electric (R410A) | 1683
PY4GNAK24060N | 13.4 SEER2, 2 Ton, 60K BTU, Packaged Gas/Electric (R410A) | 1695
PY4GNAK30040 | 13.4 SEER2, 2.5 Ton, 40K BTU, Packaged Gas/Electric (R410A) | 1688
PY4GNAK30040N | 13.4 SEER2, 2.5 Ton, 40K BTU, Packaged Gas/Electric (R410A) | 1700
PY4GNAK30060 | 13.4 SEER2, 2.5 Ton, 60K BTU, Packaged Gas/Electric (R410A) | 1805
PY4GNAK30060N | 13.4 SEER2, 2.5 Ton, 60K BTU, Packaged Gas/Electric (R410A) | 1817
PY4GNAK30060U | 13.4 SEER2, 2.5 Ton, 60K BTU, Packaged Gas/Electric (R410A) | 2173
PY4GNAK36060 | 13.4 SEER2, 3 Ton, 60K BTU, Packaged Gas/Electric (R410A) | 1850
PY4GNAK36060N | 13.4 SEER2, 3 Ton, 60K BTU, Packaged Gas/Electric (R410A) | 1862
PY4GNAK36060U | 13.4 SEER2, 3 Ton, 60K BTU, Packaged Gas/Electric (R410A) | 2123
PY4GNAK36090 | 13.4 SEER2, 3 Ton, 90K BTU, Packaged Gas/Electric (R410A) | 1923
PY4GNAK36090N | 13.4 SEER2, 3 Ton, 90K BTU, Packaged Gas/Electric (R410A) | 1934
PY4GNAK42060 | 13.4 SEER2, 3.5 Ton, 60K BTU, Packaged Gas/Electric (R410A) | 2029
PY4GNAK42060N | 13.4 SEER2, 3.5 Ton, 60K BTU, Packaged Gas/Electric (R410A) | 2040
PY4GNAK42060U | 13.4 SEER2, 3.5 Ton, 60K BTU, Packaged Gas/Electric (R410A) | 2440
PY4GNAK42090 | 13.4 SEER2, 3.5 Ton, 90K BTU, Packaged Gas/Electric (R410A) | 2048
PY4GNAK42090N | 13.4 SEER2, 3.5 Ton, 90K BTU, Packaged Gas/Electric (R410A) | 2059
PY4GNAK42090U | 13.4 SEER2, 3.5 Ton, 90K BTU, Packaged Gas/Electric (R410A) | 2456
PY4GNAK48090 | 13.4 SEER2, 4 Ton, 90K BTU, Packaged Gas/Electric (R410A) | 2421
PY4GNAK48090N | 13.4 SEER2, 4 Ton, 90K BTU, Packaged Gas/Electric (R410A) | 2433
PY4GNAK48090U | 13.4 SEER2, 4 Ton, 90K BTU, Packaged Gas/Electric (R410A) | 2845
PY4GNAK48115 | 13.4 SEER2, 4 Ton, 115K BTU, Packaged Gas/Electric (R410A) | 2440
PY4GNAK48115N | 13.4 SEER2, 4 Ton, 115K BTU, Packaged Gas/Electric (R410A) | 2440
PY4GNAK48130 | 13.4 SEER2, 4 Ton, 130K BTU, Packaged Gas/Electric (R410A) | 2465
PY4GNAK48130N | 13.4 SEER2, 4 Ton, 130K BTU, Packaged Gas/Electric (R410A) | 2477
PY4GNAK60090 | 13.4 SEER2, 5 Ton, 90K BTU, Packaged Gas/Electric (R410A) | 2537
PY4GNAK60090N | 13.4 SEER2, 5 Ton, 90K BTU, Packaged Gas/Electric (R410A) | 2548
PY4GNAK60090U | 13.4 SEER2, 5 Ton, 90K BTU, Packaged Gas/Electric (R410A) | 3092
PY4GNAK60115 | 13.4 SEER2, 5 Ton, 115K BTU, Packaged Gas/Electric (R410A) | 2657
PY4GNAK60115N | 13.4 SEER2, 5 Ton, 115K BTU, Packaged Gas/Electric (R410A) | 2668
PY4GNAK60130 | 13.4 SEER2, 5 Ton, 130K BTU, Packaged Gas/Electric (R410A) | 2730
PY4GNAK60130N | 13.4 SEER2, 5 Ton, 130K BTU, Packaged Gas/Electric (R410A) | 2742
R4A4S18AKANA | 13.4 SEER2, 1.5 Ton, Air Conditioner (R410A) | 714
R4A4S24AKANA | 13.4 SEER2, 2 Ton, Air Conditioner (R410A) | 727
R4A4S30AKANA | 13.4 SEER2, 2.5 Ton, Air Conditioner (R410A) | 757
R4A4S36AKANA | 13.4 SEER2, 3 Ton, Air Conditioner (R410A) | 849
R4A4S42AKANA | 13.4 SEER2, 3.5 Ton, Air Conditioner (R410A) | 958
R4A4S48AKANA | 13.4 SEER2, 4 Ton, Air Conditioner (R410A) | 1133
R4A4S60AKANA | 13.4 SEER2, 5 Ton, Air Conditioner (R410A) | 1243
R4A5S18AKAWA | 14.3 SEER2, 1.5 Ton, Air Conditioner (R410A) | 749
R4A5S24AKAWA | 14.3 SEER2, 2 Ton, Air Conditioner (R410A) | 777
R4A5S30AKAWA | 14.3 SEER2, 2.5 Ton, Air Conditioner (R410A) | 796
R4A5S36AKAWA | 14.3 SEER2, 3 Ton, Air Conditioner (R410A) | 863
R4A5S42AKAWA | 14.3 SEER2, 3.5 Ton, Air Conditioner (R410A) | 995
R4A5S48AKAWA | 14.3 SEER2, 4 Ton, Air Conditioner (R410A) | 1201
R4A5S49AKAWA | 14.3 SEER2, 4 Ton, Air Conditioner (R410A) | 1493
R4A5S60AKAWA | 14.3 SEER2, 5 Ton, Air Conditioner (R410A) | 1352
R4A5S61AKAWA | 14.3 SEER2, 5 Ton, Air Conditioner (R410A) | 1647
R4H5S18AKAAA | 14.3 SEER2, 1.5 Ton, Heat Pump (R410A) | 971
R4H5S24AKAAA | 14.3 SEER2, 2 Ton, Heat Pump (R410A) | 985
R4H5S30AKAAA | 14.3 SEER2, 2.5 Ton, Heat Pump (R410A) | 1063
R4H5S36AKAAA | 14.3 SEER2, 3 Ton, Heat Pump (R410A) | 1153
R4H5S42AKAAA | 14.3 SEER2, 3.5 Ton, Heat Pump (R410A) | 1260
R4H5S48AKAAA | 14.3 SEER2, 4 Ton, Heat Pump (R410A) | 1289
R4H5S60AKAAA | 14.3 SEER2, 5 Ton, Heat Pump (R410A) | 1512
RHS120LOCAOAAAA | 10 Ton, 120K BTU, Packaged Heat Pump (R410A) | 11073
SM292407 | 2 Ton, Compact Wall Mount, Cased Air Handler (R410A) | 515
SM693610 | 3 Ton, Compact Wall Mount, Cased Air Handler (R410A) | 903
SM713010 | 2.5 Ton, Compact Wall Mount, Cased Air Handler (R410A) | 750
T4A6S18AKAWA | 16 SEER2, 1.5 Ton, Air Conditioner (R410A) | 1512
T4A6S24AKAWA | 16 SEER2, 2 Ton, Air Conditioner (R410A) | 1591
T4A6S30AKAWA | 16 SEER2, 2.5 Ton, Air Conditioner (R410A) | 1689
T4A6S36AKAWA | 16 SEER2, 3 Ton, Air Conditioner (R410A) | 1979
T4A6S42AKAWA | 16 SEER2, 3.5 Ton, Air Conditioner (R410A) | 2082
T4A6S48AKAWA | 16 SEER2, 4 Ton, Air Conditioner (R410A) | 2460
T4A6S49AKAWA | 16 SEER2, 4 Ton, Air Conditioner (R410A) | 3376
T4A6S60AKAWA | 16 SEER2, 5 Ton, Air Conditioner (R410A) | 2886
T4A6S61AKAWA | 16 SEER2, 5 Ton, Air Conditioner (R410A) | 3675
T4A7T24AKAWA | 17 SEER2, 2 Ton, Air Conditioner (R410A) | 1645
T4A7T36AKAWA | 17 SEER2, 3 Ton, Air Conditioner (R410A) | 1902
T4A7T48AKAWA | 17 SEER2, 4 Ton, Air Conditioner (R410A) | 2077
T4A7T60AKAWA | 17 SEER2, 5 Ton, Air Conditioner (R410A) | 2250
T4H7T24AKAA | 17 SEER2, 2 Ton, Heat Pump (R410A) | 2399
T4H7T36AKAA | 17 SEER2, 3 Ton, Heat Pump (R410A) | 2479
T4H7T48AKAA | 17 SEER2, 4 Ton, Heat Pump (R410A) | 2599
T4H7T60AKAA | 17 SEER2, 5 Ton, Heat Pump (R410A) | 2839
TVA924GKA | 19 SEER, 2 Ton, Air Conditioner (R410A) | 2093
TVA925GKA | 19 SEER, 2 Ton, Air Conditioner (R410A) | 3320
TVA936GKA | 19 SEER, 3 Ton, Air Conditioner (R410A) | 3756
TVA937GKA | 19 SEER, 3 Ton, Air Conditioner (R410A) | 4318
TVA948GKA | 19 SEER, 4 Ton, Air Conditioner (R410A) | 4024
TVA949GKA | 19 SEER, 4 Ton, Air Conditioner (R410A) | 4580
TVA960GKA | 19 SEER, 5 Ton, Air Conditioner (R410A) | 4654
TVH824GKA | 18 SEER, 2 Ton, Heat Pump (R410A) | 3407
TVH825GKA | 18 SEER, 2 Ton, Heat Pump (R410A) | 4177
TVH836GKA | 18 SEER, 3 Ton, Heat Pump (R410A) | 4689
TVH837GKA | 18 SEER, 3 Ton, Heat Pump (R410A) | 5267
TVH848GKA | 18 SEER, 4 Ton, Heat Pump (R410A) | 5064
TVH860GKA | 18 SEER, 5 Ton, Heat Pump (R410A) | 5502
W4A4S18AKANA | 13.4 SEER2, 1.5 Ton, Air Conditioner (R410A) | 714
W4A4S24AKANA | 13.4 SEER2, 2 Ton, Air Conditioner (R410A) | 727
W4A4S30AKANA | 13.4 SEER2, 2.5 Ton, Air Conditioner (R410A) | 757
W4A4S36AKANA | 13.4 SEER2, 3 Ton, Air Conditioner (R410A) | 849
W4A4S42AKANA | 13.4 SEER2, 3.5 Ton, Air Conditioner (R410A) | 958
W4A4S48AKANA | 13.4 SEER2, 4 Ton, Air Conditioner (R410A) | 1133
W4A4S60AKANA | 13.4 SEER2, 5 Ton, Air Conditioner (R410A) | 1243
W4A5S18AKAWA | 14.3 SEER2, 1.5 Ton, Air Conditioner (R410A) | 749
W4A5S24AKAWA | 14.3 SEER2, 2 Ton, Air Conditioner (R410A) | 777
W4A5S30AKAWA | 14.3 SEER2, 2.5 Ton, Air Conditioner (R410A) | 796
W4A5S36AKAWA | 14.3 SEER2, 3 Ton, Air Conditioner (R410A) | 863
W4A5S42AKAWA | 14.3 SEER2, 3.5 Ton, Air Conditioner (R410A) | 995
W4A5S48AKAWA | 14.3 SEER2, 4 Ton, Air Conditioner (R410A) | 1201
W4A5S49AKAWA | 14.3 SEER2, 4 Ton, Air Conditioner (R410A) | 1493
W4A5S60AKAWA | 14.3 SEER2, 5 Ton, Air Conditioner (R410A) | 1352
W4A5S61AKAWA | 14.3 SEER2, 5 Ton, Air Conditioner (R410A) | 1647
W4A7T24AKAWA | 17 SEER2, 2 Ton, Air Conditioner (R410A) | 1859
W4A7T36AKAWA | 17 SEER2, 3 Ton, Air Conditioner (R410A) | 2321
W4A7T48AKAWA | 17 SEER2, 4 Ton, Air Conditioner (R410A) | 2935
W4A7T60AKAWA | 17 SEER2, 5 Ton, Air Conditioner (R410A) | 3455
W4H5S18AKAAA | 14.3 SEER2, 1.5 Ton, Heat Pump (R410A) | 971
W4H5S24AKAAA | 14.3 SEER2, 2 Ton, Heat Pump (R410A) | 985
W4H5S30AKAAA | 14.3 SEER2, 2.5 Ton, Heat Pump (R410A) | 1063
W4H5S36AKAAA | 14.3 SEER2, 3 Ton, Heat Pump (R410A) | 1153
W4H5S42AKAAA | 14.3 SEER2, 3.5 Ton, Heat Pump (R410A) | 1260
W4H5S48AKAAA | 14.3 SEER2, 4 Ton, Heat Pump (R410A) | 1289
W4H5S60AKAAA | 14.3 SEER2, 5 Ton, Heat Pump (R410A) | 1512
W4H7T24AKAAA | 17 SEER2, 2 Ton, Heat Pump (R410A) | 2770
W4H7T36AKAAA | 17 SEER2, 3 Ton, Heat Pump (R410A) | 3644
W4H7T48AKAAA | 17 SEER2, 4 Ton, Heat Pump (R410A) | 4344
W4H7T60AKAAA | 17 SEER2, 5 Ton, Heat Pump (R410A) | 4549
WBHL184AA000 | 1.5 Ton, Multi-Position, 14.5" Air Handler (R410A) | 389
WBHL244AB000 | 2 Ton, Multi-Position, 17.5" Air Handler (R410A) | 423
WBHL304AB000 | 2.5 Ton, Multi-Position, 17.5" Air Handler (R410A) | 453
WBHL364AB000 | 3 Ton, Multi-Position, 17.5" Air Handler (R410A) | 481
WBHL424AC000 | 3.5 Ton, Multi-Position, 21" Air Handler (R410A) | 580
WBHL484AC000 | 4 Ton, Multi-Position, 21" Air Handler (R410A) | 607
WBHL604BD000 | 5 Ton, Multi-Position, 24.5" Air Handler (R410A) | 596
WFEL045A036B | 80% AFUE, 45K BTU, 1200 CFM, 14.2" Single Stage Gas Furnace | 525
WFEL070A036B | 80% AFUE, 70K BTU, 1200 CFM, 14.2" Single Stage Gas Furnace | 530
WFEL070B048B | 80% AFUE, 70K BTU, 1600 CFM, 17.5" Single Stage Gas Furnace | 556
WFEL090B042B | 80% AFUE, 90K BTU, 1400 CFM, 17.5" Single Stage Gas Furnace | 536
WFEL090C048B | 80% AFUE, 90K BTU, 1600 CFM, 21" Single Stage Gas Furnace | 542
WFEL110C060B | 80% AFUE, 110K BTU, 2000 CFM, 21" Single Stage Gas Furnace | 548
WFEL135D060B | 80% AFUE, 135K BTU, 2000 CFM, 24.5" Single Stage Gas Furnace | 552
WFER070B048A | 80% AFUE, 70K BTU, 1600 CFM, 17.5" Single Stage Gas Furnace | 527
WFER090C048A | 80% AFUE, 90K BTU, 1600 CFM, 21" Single Stage Gas Furnace | 515
WJA424000K000K | 13.4 SEER2, 2 Ton, Packaged Air Conditioner (R410A) | 1628
WJA430000K000K | 13.4 SEER2, 2.5 Ton, Packaged Air Conditioner (R410A) | 1671
WJA436000K000K | 13.4 SEER2, 3 Ton, Packaged Air Conditioner (R410A) | 1685
WJA442000K000K | 13.4 SEER2, 3.5 Ton, Packaged Air Conditioner (R410A) | 1925
WJA448000K000K | 13.4 SEER2, 4 Ton, Packaged Air Conditioner (R410A) | 2038
WJA460000K000K | 13.4 SEER2, 5 Ton, Packaged Air Conditioner (R410A) | 2380
WJH424000K000K | 13.4 SEER2, 2 Ton, Packaged Heat Pump (R410A) | 1860
WJH430000K000K | 13.4 SEER2, 2.5 Ton, Packaged Heat Pump (R410A) | 1929
WJH436000K000K | 13.4 SEER2, 3 Ton, Packaged Heat Pump (R410A) | 2099
WJH442000K000K | 13.4 SEER2, 3.5 Ton, Packaged Heat Pump (R410A) | 2192
WJH448000K000K | 13.4 SEER2, 4 Ton, Packaged Heat Pump (R410A) | 2478
WJH460000K000K | 13.4 SEER2, 5 Ton, Packaged Heat Pump (R410A) | 2627
WKF0502BX | 5kW, 230V, 60Hz, Electric Heat Kit w/ Circuit Breaker | 85
WKF0802BX | 8kW, 230V, 60Hz, Electric Heat Kit w/ Circuit Breaker | 105
WKF1002BX | 10kW, 230V, 60Hz, Electric Heat Kit w/ Circuit Breaker | 105
WKF1502BX | 15kW, 230V, 60Hz, Electric Heat Kit w/ Circuit Breaker | 155
WKF2002BX | 20kW, 230V, 60Hz, Electric Heat Kit w/ Circuit Breaker | 190
WLAM184AA | 1.5 Ton, Multi-Position, 14" Cased A-Coil (R410A) | 234
WLAM194BA | 1.5 Ton, Multi-Position, 17.5" Cased A-Coil (R410A) | 281
WLAM244AA | 2 Ton, Multi-Position, 14" Cased A-Coil (R410A) | 242
WLAM244BA | 2 Ton, Multi-Position, 17.5" Cased A-Coil (R410A) | 243
WLAM254BA | 2 Ton, Multi-Position, 17.5" Cased A-Coil (R410A) | 300
WLAM304AA | 2.5 Ton, Multi-Position, 14" Cased A-Coil (R410A) | 253
WLAM304BA | 2.5 Ton, Multi-Position, 17.5" Cased A-Coil (R410A) | 251
WLAM364BA | 3 Ton, Multi-Position, 17.5" Cased A-Coil (R410A) | 273
WLAM374BA | 3 Ton, Multi-Position, 17.5" Cased A-Coil (R410A) | 287
WLAM374CA | 3 Ton, Multi-Position, 21" Cased A-Coil (R410A) | 321
WLAM424CA | 3.5 Ton, Multi-Position, 21" Cased A-Coil (R410A) | 278
WLAM434CA | 3.5 Ton, Multi-Position, 21" Cased A-Coil (R410A) | 321
WLAM484CA | 4 Ton, Multi-Position, 21" Cased A-Coil (R410A) | 313
WLAM604CA | 5 Ton, Multi-Position, 21" Cased A-Coil (R410A) | 332
WLAM604DA | 5 Ton, Multi-Position, 24.5" Cased A-Coil (R410A) | 358
WLAM614CA | 5 Ton, Multi-Position, 21" Cased A-Coil (R410A) | 288
WLAM614DA | 5 Ton, Multi-Position, 24.5" Cased A-Coil (R410A) | 348
WLNC424BA | 3.5 Ton, Multi-Position, 17.5" Cased N-Coil (R410A) | 606
WMSC24414XA | 2 Ton, Upflow/Downflow, 14" Cased Slope Coil (R410A) | 530
WMVC18414XA | 1.5 Ton, Upflow/Downflow, 14" Cased V-Coil (R410A) | 186
WMVC19417XA | 1.5 Ton, Upflow/Downflow, 17.5" Cased V-Coil (R410A) | 218
WMVC24414XA | 2 Ton, Upflow/Downflow, 14" Cased V-Coil (R410A) | 193
WMVC24417XA | 2 Ton, Upflow/Downflow, 17.5" Cased V-Coil (R410A) | 197
WMVC25417XA | 2 Ton, Upflow/Downflow, 17.5" Cased V-Coil (R410A) | 233
WMVC30414XA | 2.5 Ton, Upflow/Downflow, 14" Cased V-Coil (R410A) | 231
WMVC30417XA | 2.5 Ton, Upflow/Downflow, 17.5" Cased V-Coil (R410A) | 231
WMVC31417XA | 2.5 Ton, Upflow/Downflow, 17.5" Cased V-Coil (R410A) | 254
WMVC36417XA | 3 Ton, Upflow/Downflow, 17.5" Cased V-Coil (R410A) | 235
WMVC36421XA | 3 Ton, Upflow/Downflow, 21" Cased V-Coil (R410A) | 238
WMVC37421XA | 3 Ton, Upflow/Downflow, 21" Cased V-Coil (R410A) | 265
WMVC38417XA | 3 Ton, Upflow/Downflow, 17.5" Cased V-Coil (R410A) | 279
WMVC42417XA | 3.5 Ton, Upflow/Downflow, 17.5" Cased V-Coil (R410A) | 250
WMVC42421XA | 3.5 Ton, Upflow/Downflow, 21" Cased V-Coil (R410A) | 250
WMVC42424XA | 3.5 Ton, Upflow/Downflow, 24.5" Cased V-Coil (R410A) | 292
WMVC48421XA | 4 Ton, Upflow/Downflow, 21" Cased V-Coil (R410A) | 309
WMVC48424XA | 4 Ton, Upflow/Downflow, 24.5" Cased V-Coil (R410A) | 308
WMVC49424XA | 4 Ton, Upflow/Downflow, 24.5" Cased V-Coil (R410A) | 350
WMVC60424XA | 5 Ton, Upflow/Downflow, 24.5" Cased V-Coil (R410A) | 326
WMVC61424XA | 5 Ton, Upflow/Downflow, 24.5" Cased V-Coil (R410A) | 370
WMVM24417XA | 2 Ton, Multi-Position, 17.5" Cased V-Coil (R410A) | 174
WMVM25417XA | 2 Ton, Multi-Position, 17.5" Cased V-Coil (R410A) | 232
WMVM30417XA | 2.5 Ton, Multi-Position, 17.5" Cased V-Coil (R410A) | 182
WMVM31417XA | 2.5 Ton, Multi-Position, 17.5" Cased V-Coil (R410A) | 271
WMVM32417XA | 2.5 Ton, Multi-Position, 17.5" Cased V-Coil (R410A) | 297
WMVM36417XA | 3 Ton, Multi-Position, 17.5" Cased V-Coil (R410A) | 210
WMVM42421XA | 3.5 Ton, Multi-Position, 21" Cased V-Coil (R410A) | 240
WMVM43421XA | 3.5 Ton, Multi-Position, 21" Cased V-Coil (R410A) | 291
WMVM44421XA | 3.5 Ton, Multi-Position, 21" Cased V-Coil (R410A) | 336
WMVM48421XA | 4 Ton, Multi-Position, 21" Cased V-Coil (R410A) | 340
WMVM49421XA | 4 Ton, Multi-Position, 21" Cased V-Coil (R410A) | 370
WMVM60421XA | 5 Ton, Multi-Position, 21" Cased V-Coil (R410A) | 368
WMVM60424XA | 5 Ton, Upflow/Downflow, 24.5" Cased V-Coil (R410A) | 368
WMVM61424XA | 5 Ton, Upflow/Downflow, 24.5" Cased V-Coil (R410A) | 397
WPA4244000RKK | 13.4 SEER2, 2 Ton, 40K BTU, Packaged Air Conditioner (R410A) | 1770
WPA4304000RKK | 13.4 SEER2, 2.5 Ton, 60K BTU, Packaged Air Conditioner (R410A) | 1847
WPA4364000RKK | 13.4 SEER2, 3 Ton, 60K BTU, Packaged Air Conditioner (R410A) | 2262
WPA4424000RKK | 13.4 SEER2, 3.5 Ton, 90K BTU, Packaged Air Conditioner (R410A) | 2244
WPA4484000RKK | 13.4 SEER2, 4 Ton, 60K BTU, Packaged Air Conditioner (R410A) | 2337
WPA4604000RKK | 13.4 SEER2, 5 Ton, 90K BTU, Packaged Air Conditioner (R410A) | 2611
WPG4244040RKK | 13.4 SEER2, 2 Ton, 40K BTU, Packaged Gas/Electric (R410A) | 1641
WPG4244060RKK | 13.4 SEER2, 2 Ton, 60K BTU, Packaged Gas/Electric (R410A) | 1683
WPG4304040RKK | 13.4 SEER2, 2.5 Ton, 40K BTU, Packaged Gas/Electric (R410A) | 1688
WPG4304060RKK | 13.4 SEER2, 2.5 Ton, 60K BTU, Packaged Gas/Electric (R410A) | 1805
WPG4364060RKK | 13.4 SEER2, 3 Ton, 60K BTU, Packaged Gas/Electric (R410A) | 1850
WPG4364090RKK | 13.4 SEER2, 3 Ton, 90K BTU, Packaged Gas/Electric (R410A) | 1923
WPG4424060RKK | 14 SEER, 3.5 Ton, 60K BTU, Packaged Gas/Electric (R410A) | 2029
WPG4424090RKK | 14 SEER, 3.5 Ton, 90K BTU, Packaged Gas/Electric (R410A) | 2048
WPG4484090RKK | 14 SEER, 4 Ton, 90K BTU, Packaged Gas/Electric (R410A) | 2421
WPG4484115RKK | 13.4 SEER2, 4 Ton, 115K BTU, Packaged Gas/Electric (R410A) | 2440
WPG4484130RKK | 13.4 SEER2, 4 Ton, 130K BTU, Packaged Gas/Electric (R410A) | 2465
WPG4604090RKK | 13.4 SEER2, 5 Ton, 90K BTU, Packaged Gas/Electric (R410A) | 2537
WPG4604115RKK | 13.4 SEER2, 5 Ton, 115K BTU, Packaged Gas/Electric (R410A) | 2657
WPG4604130RKK | 13.4 SEER2, 5 Ton, 130K BTU, Packaged Gas/Electric (R410A) | 2730
WPH4244000RKK | 13.4 SEER2, 2 Ton, Packaged Heat Pump (R410A) | 1821
WPH4304000RKK | 14 SEER, 2.5 Ton, Packaged Heat Pump (R410A) | 1925
WPH4364000RKK | 14 SEER, 3 Ton, Packaged Heat Pump (R410A) | 1947
WPH4424000RKK | 14 SEER, 3.5 Ton, Packaged Heat Pump (R410A) | 2149
WPH4484000RKK | 13.4 SEER2, 4 Ton, 40K BTU, Packaged Heat Pump (R410A) | 2297
WPH4604000RKK | 13.4 SEER2, 5 Ton, 60K BTU, Packaged Heat Pump (R410A) | 2619
WCHL185AA | 1.5 Ton, Multi-Position, 14.5" Air Handler (R454B) | 559
WCHL245AB | 2 Ton, Multi-Position, 17.5" Air Handler (R454B) | 559
WCHL305AB | 2.5 Ton, Multi-Position, 17.5" Air Handler (R454B) | 589
WCHL365AB | 3 Ton, Multi-Position, 17.5" Air Handler (R454B) | 610
WCHL425AC | 3.5 Ton, Multi-Position, 21" Air Handler (R454B) | 634
WCHL485AC | 4 Ton, Multi-Position, 21" Air Handler (R454B) | 693
WCHL605BD | 5 Ton, Multi-Position, 24.5" Air Handler (R454B) | 693
48NL-B240403 | 13.4 SEER2, 2 Ton, 40K BTU, Packaged Air Conditioner (R454B) | 1844
48NL-B240603 | 13.4 SEER2, 2 Ton, 60K BTU, Packaged Air Conditioner (R454B) | 1892
48NL-B300403 | 13.4 SEER2, 2.5 Ton, 40K BTU, Packaged Air Conditioner (R454B) | 1898
48NL-B300603 | 13.4 SEER2, 2.5 Ton, 60K BTU, Packaged Air Conditioner (R454B) | 2028
48NL-B360603 | 13.4 SEER2, 3 Ton, 60K BTU, Packaged Air Conditioner (R454B) | 2080
48NL-B360903 | 13.4 SEER2, 3 Ton, 90K BTU, Packaged Air Conditioner (R454B) | 2160
48NL-B420603 | 13.4 SEER2, 3.5 Ton, 60K BTU, Packaged Air Conditioner (R454B) | 2280
48NL-B420903 | 13.4 SEER2, 3.5 Ton, 90K BTU, Packaged Air Conditioner (R454B) | 2301
48NL-B480903 | 13.4 SEER2, 4 Ton, 90K BTU, Packaged Air Conditioner (R454B) | 2720
48NL-B481153 | 13.4 SEER2, 4 Ton, 115K BTU, Packaged Air Conditioner (R454B) | 2742
48NL-B481303 | 13.4 SEER2, 4 Ton, 130K BTU, Packaged Air Conditioner (R454B) | 2770
48NL-B600903 | 13.4 SEER2, 5 Ton, 90K BTU, Packaged Air Conditioner (R454B) | 2851
48NL-B601153 | 13.4 SEER2, 5 Ton, 115K BTU, Packaged Air Conditioner (R454B) | 2985
48NL-B601303 | 13.4 SEER2, 5 Ton, 130K BTU, Packaged Air Conditioner (R454B) | 3068
50NL-B30---3 | 13.4 SEER2, 2.5 Ton, Packaged Air Conditioner (R454B) | 2076
50NL-B36---3 | 13.4 SEER2, 3 Ton, Packaged Air Conditioner (R454B) | 2542
50NL-B42---3 | 13.4 SEER2, 3.5 Ton, Packaged Air Conditioner (R454B) | 2523
50NL-B48---3 | 13.4 SEER2, 4 Ton, Packaged Air Conditioner (R454B) | 2627
50NL-B60---3 | 13.4 SEER2, 5 Ton, Packaged Air Conditioner (R454B) | 2935
50NPB024---3 | Manufactured Housing -- 14 SEER, 2 Ton, Packaged Air Conditioner (R454B) | 1844
50NPB030---3 | Manufactured Housing -- 14 SEER, 2.5 Ton, Packaged Air Conditioner (R454B) | 1893
50NPB036---3 | Manufactured Housing -- 14 SEER, 3 Ton, Packaged Air Conditioner (R454B) | 1909
50NPB042---3 | Manufactured Housing -- 14 SEER, 3.5 Ton, Packaged Air Conditioner (R454B) | 2181
50NPB048---3 | Manufactured Housing -- 14 SEER, 4 Ton, Packaged Air Conditioner (R454B) | 2310
50NPB060---3 | Manufactured Housing -- 14 SEER, 5 Ton, Packaged Air Conditioner (R454B) | 2698
50NT-B24---3 | 13.4 SEER2, 2 Ton, Packaged Air Conditioner (R454B) | 2047
50NT-B30---3 | 13.4 SEER2, 2.5 Ton, Packaged Air Conditioner (R454B) | 2163
50NT-B36---3 | 13.4 SEER2, 3 Ton, Packaged Air Conditioner (R454B) | 2189
50NT-B42---3 | 13.4 SEER2, 3.5 Ton, Packaged Air Conditioner (R454B) | 2415
50NT-B48---3 | 13.4 SEER2, 4 Ton, Packaged Air Conditioner (R454B) | 2582
50NT-B60---3 | 13.4 SEER2, 5 Ton, Packaged Air Conditioner (R454B) | 2943
575CNWB24040 | 13.4 SEER2, 2 Ton, 40K BTU, Packaged Air Conditioner (R454B) | 1844
575CNWB24060N | 13.4 SEER2, 2 Ton, 60K BTU, Packaged Air Conditioner (R454B) | 1892
575CNWB30040 | 13.4 SEER2, 2.5 Ton, 40K BTU, Packaged Air Conditioner (R454B) | 1898
575CNWB30040N | 13.4 SEER2, 2.5 Ton, 40K BTU, Packaged Air Conditioner (R454B) | 1898
575CNWB36060 | 13.4 SEER2, 3 Ton, 60K BTU, Packaged Air Conditioner (R454B) | 2080
575CNWB36090N | 13.4 SEER2, 3 Ton, 90K BTU, Packaged Air Conditioner (R454B) | 2160
575CNWB42060 | 13.4 SEER2, 3.5 Ton, 60K BTU, Packaged Air Conditioner (R454B) | 2280
575CNWB42060N | 13.4 SEER2, 3.5 Ton, 60K BTU, Packaged Air Conditioner (R454B) | 2280
575CNWB48090 | 13.4 SEER2, 4 Ton, 90K BTU, Packaged Air Conditioner (R454B) | 2720
575CNWB48115N | 13.4 SEER2, 4 Ton, 115K BTU, Packaged Air Conditioner (R454B) | 2742
575CNWB48130 | 13.4 SEER2, 4 Ton, 130K BTU, Packaged Air Conditioner (R454B) | 2770
575CNWB48130N | 13.4 SEER2, 4 Ton, 130K BTU, Packaged Air Conditioner (R454B) | 2770
575CNWB60090 | 13.4 SEER2, 5 Ton, 90K BTU, Packaged Air Conditioner (R454B) | 2851
575CNWB60115N | 13.4 SEER2, 5 Ton, 115K BTU, Packaged Air Conditioner (R454B) | 2985
575CNWB60130N | 13.4 SEER2, 5 Ton, 130K BTU, Packaged Air Conditioner (R454B) | 3068
705CNXB24000 | 13.4 SEER2, 2 Ton, Packaged Air Conditioner (R454B) | 1990
705CNXB30000 | 13.4 SEER2, 2.5 Ton, Packaged Air Conditioner (R454B) | 2076
705CNXB36000 | 13.4 SEER2, 3 Ton, Packaged Air Conditioner (R454B) | 2542
705CNXB42000 | 13.4 SEER2, 3.5 Ton, Packaged Air Conditioner (R454B) | 2523
705CNXB48000 | 13.4 SEER2, 4 Ton, Packaged Air Conditioner (R454B) | 2627
705CNXB60000 | 13.4 SEER2, 5 Ton, Packaged Air Conditioner (R454B) | 2935
W5AM24M14XA | 2 Ton, Multi-Position, 14" Cased A-Coil (R454B) | 331
W5VM24M14XA | 2 Ton, Multi-Position, 14" Cased V-Coil (R454B) | 241
FJ5ANXC42L10 |  | 693
FJ5ANXC42L15 |  | 693
FJ5ANXC42L10 |  | 693
FJ5ANXC42L15 |  | 693
FJ5ANXC48L10 |  | 693
FJ5ANXC48L15 |  | 693
FJ5ANXC48L10 |  | 693
FJ5ANXC48L15 |  | 693
GA4SAN51800N | 1.5 Ton - Pre-Entry Tier Single Stage AC - 13.4 SEER2 | 823
GA4SAN51800N | 1.5 Ton - Pre-Entry Tier Single Stage AC - 13.4 SEER2 | 823
PA4SAN51800N | 1.5 Ton - Pre-Entry Tier Single Stage AC - 13.4 SEER2 | 823
R5A4S18AKANA | 1.5 Ton - Pre-Entry Tier Single Stage AC - 13.4 SEER2 | 823
W5A4S18AKANA | 1.5 Ton - Pre-Entry Tier Single Stage AC - 13.4 SEER2 | 823
GA4SAN52400N | 2 Ton - Pre-Entry Tier Single Stage AC - 13.4 SEER2 | 836
GA4SAN52400N | 2 Ton - Pre-Entry Tier Single Stage AC - 13.4 SEER2 | 836
PA4SAN52400N | 2 Ton - Pre-Entry Tier Single Stage AC - 13.4 SEER2 | 836
R5A4S24AKANA | 2 Ton - Pre-Entry Tier Single Stage AC - 13.4 SEER2 | 836
W5A4S24AKANA | 2 Ton - Pre-Entry Tier Single Stage AC - 13.4 SEER2 | 836
GA4SAN53000N | 2.5 Ton - Pre-Entry Tier Single Stage AC - 13.4 SEER2 | 872
GA4SAN53000N | 2.5 Ton - Pre-Entry Tier Single Stage AC - 13.4 SEER2 | 872
PA4SAN53000N | 2.5 Ton - Pre-Entry Tier Single Stage AC - 13.4 SEER2 | 872
R5A4S30AKANA | 2.5 Ton - Pre-Entry Tier Single Stage AC - 13.4 SEER2 | 872
W5A4S30AKANA | 2.5 Ton - Pre-Entry Tier Single Stage AC - 13.4 SEER2 | 872
GA4SAN53600N | 3 Ton - Pre-Entry Tier Single Stage AC - 13.4 SEER2 | 977
GA4SAN53600N | 3 Ton - Pre-Entry Tier Single Stage AC - 13.4 SEER2 | 977
PA4SAN53600N | 3 Ton - Pre-Entry Tier Single Stage AC - 13.4 SEER2 | 977
R5A4S36AKANA | 3 Ton - Pre-Entry Tier Single Stage AC - 13.4 SEER2 | 977
W5A4S36AKANA | 3 Ton - Pre-Entry Tier Single Stage AC - 13.4 SEER2 | 977
GA4SAN54200N | 3.5 Ton - Pre-Entry Tier Single Stage AC - 13.4 SEER2 | 1102
GA4SAN54200N | 3.5 Ton - Pre-Entry Tier Single Stage AC - 13.4 SEER2 | 1102
PA4SAN54200N | 3.5 Ton - Pre-Entry Tier Single Stage AC - 13.4 SEER2 | 1102
R5A4S42AKANA | 3.5 Ton - Pre-Entry Tier Single Stage AC - 13.4 SEER2 | 1102
W5A4S42AKANA | 3.5 Ton - Pre-Entry Tier Single Stage AC - 13.4 SEER2 | 1102
GA4SAN54800N | 4 Ton - Pre-Entry Tier Single Stage AC - 13.4 SEER2 | 1305
GA4SAN54800N | 4 Ton - Pre-Entry Tier Single Stage AC - 13.4 SEER2 | 1305
PA4SAN54800N | 4 Ton - Pre-Entry Tier Single Stage AC - 13.4 SEER2 | 1305
R5A4S48AKANA | 4 Ton - Pre-Entry Tier Single Stage AC - 13.4 SEER2 | 1305
W5A4S48AKANA | 4 Ton - Pre-Entry Tier Single Stage AC - 13.4 SEER2 | 1305
GA4SAN56000N | 5 Ton - Pre-Entry Tier Single Stage AC - 13.4 SEER2 | 1433
GA4SAN56000N | 5 Ton - Pre-Entry Tier Single Stage AC - 13.4 SEER2 | 1433
PA4SAN56000N | 5 Ton - Pre-Entry Tier Single Stage AC - 13.4 SEER2 | 1433
R5A4S60AKANA | 5 Ton - Pre-Entry Tier Single Stage AC - 13.4 SEER2 | 1433
W5A4S60AKANA | 5 Ton - Pre-Entry Tier Single Stage AC - 13.4 SEER2 | 1433
FJ5ANXA18L05 |  | 584
FJ5ANXA18L08 |  | 591
FJ5ANXB24L05 |  | 579
FJ5ANXB24L10 |  | 591
FJ5ANXB30L08 |  | 660
FJ5ANXB30L10 |  | 663
FJ5ANXB36L10 |  | 674
FJ5ANXB36L15 |  | 743
50NHB024---3 | Manufactured Housing -- 14 SEER, 2 Ton, Packaged Heat Pump (R454B) | 2072
50NHB030---3 | Manufactured Housing -- 14 SEER, 2.5 Ton, Packaged Heat Pump (R454B) | 2150
50NHB036---3 | Manufactured Housing -- 14 SEER, 3 Ton, Packaged Heat Pump (R454B) | 2339
50NHB042---3 | Manufactured Housing -- 14 SEER, 3.5 Ton, Packaged Heat Pump (R454B) | 2442
50NHB048---3 | Manufactured Housing -- 14 SEER, 4 Ton, Packaged Heat Pump (R454B) | 2761
50NHB060---3 | Manufactured Housing -- 14 SEER, 5 Ton, Packaged Heat Pump (R454B) | 2927
PH5ZNB024000 | Manufactured Housing -- 14 SEER, 2 Ton, Packaged Heat Pump (R454B) | 2072
PH5ZNB030000 | Manufactured Housing -- 14 SEER, 2.5 Ton, Packaged Heat Pump (R454B) | 2150
PH5ZNB036000 | Manufactured Housing -- 14 SEER, 3 Ton, Packaged Heat Pump (R454B) | 2339
PH5ZNB042000 | Manufactured Housing -- 14 SEER, 3.5 Ton, Packaged Heat Pump (R454B) | 2442
PH5ZNB048000 | Manufactured Housing -- 14 SEER, 4 Ton, Packaged Heat Pump (R454B) | 2761
PH5ZNB060000 | Manufactured Housing -- 14 SEER, 5 Ton, Packaged Heat Pump (R454B) | 2927
PHM424000K000B | Manufactured Housing -- 14 SEER, 2 Ton, Packaged Heat Pump (R454B) | 2072
PHM430000K000B | Manufactured Housing -- 14 SEER, 2.5 Ton, Packaged Heat Pump (R454B) | 2150
PHM436000K000B | Manufactured Housing -- 14 SEER, 3 Ton, Packaged Heat Pump (R454B) | 2339
PHM442000K000B | Manufactured Housing -- 14 SEER, 3.5 Ton, Packaged Heat Pump (R454B) | 2442
PHM448000K000B | Manufactured Housing -- 14 SEER, 4 Ton, Packaged Heat Pump (R454B) | 2761
PHM460000K000B | Manufactured Housing -- 14 SEER, 5 Ton, Packaged Heat Pump (R454B) | 2927
WJH524000K000B | Manufactured Housing -- 14 SEER, 2 Ton, Packaged Heat Pump (R454B) | 2072
WJH530000K000B | Manufactured Housing -- 14 SEER, 2.5 Ton, Packaged Heat Pump (R454B) | 2150
WJH536000K000B | Manufactured Housing -- 14 SEER, 3 Ton, Packaged Heat Pump (R454B) | 2339
WJH542000K000B | Manufactured Housing -- 14 SEER, 3.5 Ton, Packaged Heat Pump (R454B) | 2442
WJH548000K000B | Manufactured Housing -- 14 SEER, 4 Ton, Packaged Heat Pump (R454B) | 2761
WJH560000K000B | Manufactured Housing -- 14 SEER, 5 Ton, Packaged Heat Pump (R454B) | 2927

## Distro Matrix
State | Market | Region | Primary Distributor | Primary brand | Note
AL | Birmingham | Southeast | Mingledorffs | Weathermaker
AZ | Phoenix | Southwest | Sigler | Payne
AZ | Tucson | Southwest | Sigler | Payne
CO | Denver | Southwest | Lohmiller | Payne
FL | Daytona Beach | Southeast | Baker | Grandaire
FL | Jacksonville | Southeast | Baker | Grandaire
FL | Miami | Southeast | Baker | Grandaire
FL | Orlando | Southeast | Baker | Grandaire
FL | Sarasota | Southeast | Baker | Grandaire
FL | Tampa | Southeast | Baker | Grandaire
GA | Atlanta | Southeast | Mingledorffs | Weathermaker
GA | Savannah | Southeast | Mingledorffs | Weathermaker
IL | Chicago | Midwest | TEC | Weathermaker
IN | Indianapolis | Midwest | Habegger | Day & Night | ICP Brand
KS | Kansas City | Midwest | Baker | Grandaire
KY | Louisville | Midwest | Habegger | Payne
MA | Baltimore | Southeast | United Refrigeration | Arcoaire | ICP Brand
MO | St. Louis | Midwest | Koch Air | Payne
MS | Southaven | Southeast | Sanders Supply | Tempstar | ICP Brand
NC | Charlotte | Southeast | Baker | Grandaire
NC | Greensboro | Southeast | Baker | Grandaire
NC | Raleigh | Southeast | Baker | Grandaire
NJ | Northeast | New Jersey | United Refrigeration | Arcoaire | ICP Brand
NV | Las Vegas | Southwest | Sigler | Payne
OH | Columbus | Midwest | Habegger | Payne
OK | Oklahoma City | South Central | Baker | Grandaire
PA | Pittsburgh | West | Habegger | ICP
SC | Charleston | Southeast | Baker | Grandaire
SC | Columbia | Southeast | Baker | Grandaire
SC | Greenville | Southeast | Baker | Grandaire
SC | Hilton Head | Southeast | Baker | Grandaire
SC | Spartanburg | Southeast | Baker | Grandaire
TN | Memphis | Midwest | Sanders Supply | Tempstar | ICP Brand
TN | Nashville | Midwest | Habegger | Tempstar | ICP Brand
TX | Amarillo | Central | Robert Madden | Carrier
TX | Austin | Central | Robert Madden | Carrier
TX | Cedar Creek | Central | Robert Madden | Carrier
TX | Dallas | West | Robert Madden | Day & Night | ICP Brand
TX | Georgetown | Central | Robert Madden | Carrier
TX | Houston | West | Robert Madden | Day & Night | ICP Brand
TX | Killeen | West | Robert Madden | Day & Night | ICP Brand
TX | Kyle | Central | Robert Madden | Carrier
TX | Lubbock | Central | Robert Madden | Carrier
TX | Marble Fallas | Central | Robert Madden | Carrier
TX | Midland | Central | Robert Madden | Carrier
TX | San Angelo | Central | Robert Madden | Carrier
TX | San Antonio | West | Robert Madden | Day & Night | ICP Brand
TX | San Marcos | Central | Robert Madden | Carrier
TX | Seguin | Central | Robert Madden | Carrier
TX | Waco | West | Robert Madden | Day & Night | ICP Brand
UT | Salt Lake City | Southwest | Mountainland | Payne
WA | DC Metro | Southeast | United Refrigeration | Arcoaire | ICP Brand

## Texas Matrix
City | Distro
Amarillo | Carrier
Austin | Carrier
Austin | Carrier
Cedar Creek | Carrier
Dallas | Day & Night
Georgetown | Carrier
Houston | Day & Night
Killeen | Day & Night
Kyle | Carrier
Lubbock | Carrier
Marble Fallas | Carrier
Midland | Carrier
San Angelo | Carrier
San Antonio | Day & Night
San Marcos | Carrier
Seguin | Carrier
Waco | Day & Night

## ICP Matrix
ICP Brands
Airquest
Arcoaire
Comfortmaker
Day & Night
HEIL
Keeprite
Tempstar